## About
BDEQ BAU Electricity Output from Distributed Sources
BDEQ BAU Distributed Electricity Source Capacity
Sources: | Distributed Capacity
CEEDAC
2020
Innovative Energy Facilities Database
https://cieedacdb.rem.sfu.ca/renewables-database/
Reported in MW
Capacity factors
See variable elec/BECF
Notes
The variable "BCEU BAU Components Energy Use" includes only "purchased electricity"
(i.e. that which buildings get from the grid, not generate on-site), so the quantities
of generation in this variable are additional.
We have data for renewable energy projects and their capacity from CEEDAC. Following a
methodology used by Clean Energy Canada (in 2015's "Methodology Report – Tracking the
Energy Revolution"), we assume projects <1MW are distributed.
We convert to energy quantities using capacity factors from ELEC/BCEF in this model.
Assumptions in this variable should be applied to SYDEC

## CAN CEEDAC data
Units | [32 empty] | MW | MW | MWh | MWh | % | % |  | hours |  |  |  | MW | MW | MWh | MWh | [18 empty] | GJ | GJ | GJ | GJ | GJ | GJ | GJ | GJ | GJ | GJ | GJ | GJ | GJ | GJ | GJ | GJ | GJ | GJ |  | GJ |  | GJ | [6 empty] | ft2 | ft2 | ft2 | ft | ft | ft | [6 empty] | MW | MW | MW | MWh | MWh | MWh | C | C | C | C | C | C | %
ID | facility_name | chp | de | re | bio | owner_1 | owner_2 | city | province | latitude | longitude | status | year_commission | year_decommission | year_reported | naics | npri | ghgrp | municipality_type | user_community | user_institution | user_health | user_commercial | user_industrial | user_government | user_education | user_multi_residential | user_single_family | user_correctional | user_military | source_1 | source_2 | system_elec_capacity | system_thermal_capacity | system_elec_production | system_thermal_production | energy_self | energy_sold | grid_connected | hours_of_operation | chp_number_units | chp_equip_type | chp_equip_year | chp_elec_capacity | chp_thermal_capacity | chp_elec_production | chp_thermal_production | ng_used | hfo_used | lfo_used | biod_used | biog_used | biom_used | spl_used | geo_used | hr_used | cw_used | waste_used | solth_used | pg_used | steam_used | solpv_used | hydro_used | wind_used | elec_used | ng_quantity | hfo_quantity | lfo_quantity | biod_quantity | biog_quantity | biom_quantity | spl_quantity | geo_quantity | hr_quantity | cw_quantity | waste_quantity | solth_quantity | pg_quantity | steam_quantity | solpv_quantity | hydro_quantity | wind_quantity | elec_quantity | pump_elec_used | pump_elec_quantity | bioenergy_type | bioenergy_quantity | de_hs | de_hw | de_cw | de_hs_bldg | de_hw_bldg | de_cw_bldg | de_hs_floor | de_hw_floor | de_cw_floor | de_hs_length | de_hw_length | de_cw_length | de_hs_meter | de_hw_meter | de_cw_meter | de_hs_storage | de_hw_storage | de_cw_storage | de_hs_capacity | de_hw_capacity | de_cw_capacity | de_hs_production | de_hw_production | de_cw_production | de_hs_supply | de_hw_supply | de_cw_supply | de_hs_return | de_hw_return | de_cw_return | de_hs_condensate
100002 | Jasper Hydroelectric Dam | FALSE | FALSE | TRUE | FALSE | ATCO Electric |  | Astoria River | AB | 52.755 | -118.044 | operating | 1949 |  | 2017 | 2211 | [14 empty] | Statistics Canada. Electric Power Generating Stations, 2000. |  | 1.3 | [29 empty] | Yes
100003 | Aurora Generating Station | TRUE | FALSE | FALSE | FALSE | Syncrude Canada Ltd |  | Athabasca | AB | 54.721 | -113.286 | operating | 1999 |  | 2015 | 211 | 6572 | [13 empty] | CEEDC Cogen survey 2019 |  | 170 | [5 empty] | Yes |  | 2 | SCGT |  | 170 |  |  |  | Yes |  | Yes
100004 | Cascade Hydroelectric Dam | FALSE | FALSE | TRUE | FALSE | TransAlta Corp. |  | Banff | AB | 51.178 | -115.571 | operating | 1942 |  | 2017 | 221 | [14 empty] | http://www.transalta.com. Statistics Canada. Electric Power Generating Stations, 2000. |  | 36 |  | 52000 | [27 empty] | Yes
100005 | Barrhead Arena | FALSE | FALSE | TRUE | FALSE | Icekube Systems |  | Barrhead | AB | 54.123 | -114.402 | operating | 2000 |  |  | 713 | [14 empty] | http://www.icekubeheat.com/htmlfiles/barrhead-arena.asp |  |  | 0.703 | [20 empty] | Yes
100006 | Green Acres Solar Farm | FALSE | FALSE | TRUE | FALSE | Green Acres Hutterite Colony |  | Bassano | AB | 50.789 | -112.469 | operating | 2015 |  | 2017 | [15 empty] | http://www.skyfireenergy.com/solar-for-business/commercial-case-studies/ |  | 2 | [28 empty] | Yes
100007 | Banff Town Hall | FALSE | FALSE | TRUE | FALSE | Town of Banff |  | Banff | AB | 51.176 | -115.572 | operating | 1995 |  |  | 913 | [38 empty] | Yes
100008 | Lundbreck Wind Farm | FALSE | FALSE | TRUE | FALSE | Lundbreck Developments Joint Venture A |  | Blairmore | AB | 49.634 | -114.518 | operating | 2001 |  | 2017 | [15 empty] | CanWEA |  | 0.6 | [30 empty] | Yes
100009 | Foster Creek Cogeneration Gas Power Plant | TRUE | FALSE | FALSE | FALSE | Cenovus FCCL Ltd. | Conoco Phillips Canada Resources Corporation | Bonnyville | AB | 54.268 | -110.72 | operating | 2003 |  | 2017 | 211 | 6627 | [13 empty] | CEEDC Cogen survey 2019 | [16 empty] | Yes | [17 empty] | 2088701.2
100010 | Alberta-Pacific Forest Industries | TRUE | FALSE | TRUE | FALSE | Alberta-Pacific Forest Industries Inc. |  | Boyle | AB | 54.587 | -112.804 | operating | 1992 |  | 2017 | 322 | 1 | [13 empty] | CEEDC Cogen survey 2019 | [21 empty] | Yes
100011 | Weather Dancer | FALSE | FALSE | TRUE | FALSE | EPCOR Generation Inc. | Peigan Nation Reserve | Brocket | AB | 49.552 | -113.751 | operating | 2001 |  | 2017 | 221 | [14 empty] | CanWEA |  | 0.9 |  | 2600 | [28 empty] | Yes
100012 | Minnehik-Buck Lake | TRUE | FALSE | FALSE | FALSE | Keyera Corp | Enerplus | Buck Lake | AB | 52.953 | -114.795 | operating | 2001 |  | 2017 | 211 | 1753 | [13 empty] | CEEDC Cogen survey 2019 | [16 empty] | Yes
100013 | Burdett Solar Project | FALSE | FALSE | TRUE | FALSE | BluEarth Renewables Inc. |  | Burdett | AB | 49.833 | -111.521 | planned | 2017 | [48 empty] | Yes
100014 | Yellow Lake Solar Project | FALSE | FALSE | TRUE | FALSE | BluEarth Renewables Inc. |  | Burdett | AB | 49.834 | -111.52 | planned | 2017 | [48 empty] | Yes
100015 | Bearspaw Hydroelectric Dam | FALSE | FALSE | TRUE | FALSE | TransAlta Corp. |  | Calgary | AB | 51.049 | -114.071 | operating | 1954 |  | 2017 | 2211 | [14 empty] | http://www.transalta.com. Statistics Canada. Electric Power Generating Stations, 2000. |  | 17 |  | 70 | [27 empty] | Yes
100016 | Calgary Downtown District Energy Centre | TRUE | TRUE | FALSE | FALSE | ENMAX |  | Calgary | AB | 51.05 | -114.07 | operating | 2010 |  | 2014 | 221 |  |  | large |  | Yes |  | Yes |  | Yes | Yes | Yes |  |  |  | CEEDC Cogen survey 2019 |  | 60 | 55 |  | 12600 |  |  | Yes |  | 1 | CSTE | 2000 | 60 | 55 |  | 12600 | Yes | [39 empty] | No | Yes | No |  | 12 |  |  | 650558 |  |  | 3400 |  |  | Yes | [5 empty] | 55 |  |  | 12600
100017 | Foothills Medical Centre | TRUE | TRUE | FALSE | FALSE | Alberta Health Services |  | Calgary | AB | 51.051 | -114.069 | operating | 1970 |  | 2017 | 221 | 15739 |  | large | [11 empty] | CEEDC Cogen survey 2019 | [16 empty] | Yes
100018 | LDS Temple | FALSE | FALSE | TRUE | FALSE | Calgary LDS Temple |  | Calgary | AB | 51.052 | -114.068 | operating | [18 empty] | http://www.geotility.ca/projects.php?type=commercial | [23 empty] | Yes
100019 | Les Germain | FALSE | FALSE | TRUE | FALSE |  |  | Calgary | AB | 51.053 | -114.067 | operating | [18 empty] | http://www.thermalcreek.com/portfolio/ | [23 empty] | Yes
100020 | Mahogany Community Centre | FALSE | FALSE | TRUE | FALSE |  |  | Calgary | AB | 51.054 | -114.066 | operating | 2015 | [17 empty] | http://revolveengineering.ca/project_mahogany.html | [23 empty] | Yes
100021 | Oxford’s Centennial Place | TRUE | FALSE | FALSE | FALSE | Oxford Properties Group |  | Calgary | AB | 51.055 | -114.065 | operating |  |  | 2015 | 611 | [14 empty] | CEEDC Cogen survey 2019 |  | 0.385 | [5 empty] | Yes |  | 1 | SCGT |  | 0.385
100022 | Southern Alberta Institute of Technology | TRUE | TRUE | FALSE | FALSE | Southern Alberta Institute of Technology College |  | Calgary | AB | 51.056 | -114.064 | operating | 2000 |  | 2015 | 221 |  |  | large | [11 empty] | CEEDC Cogen survey 2019 |  | 35 |  | 27000 | 73835 |  |  | Yes |  | 3 | SCGT |  | 35 |  | 27000 | 73835 | Yes | [12 empty] | Yes
100023 | Southland Leisure Centre Solar System | FALSE | FALSE | TRUE | FALSE | City of Calgary |  | Calgary | AB | 51.057 | -114.063 | operating | 2015 |  | 2017 | [15 empty] | http://www.calgary.ca/CS/IIS/Documents/Southland%20Leisure%20Centre%20Project%20Details.pdf |  | 0.153 |  | 184 | [26 empty] | Yes
100024 | University of Calgary | TRUE | TRUE | FALSE | FALSE | University of Calgary |  | Calgary | AB | 51.058 | -114.062 | operating | 1970 |  | 2017 | 221 | 23257 |  | large | [6 empty] | Yes |  |  |  |  | CEEDC Cogen survey 2019 | [16 empty] | Yes | [16 empty] | Yes | [22 empty] | No | Yes | Yes |  | 100 | 100 |  | 7532000 | 7532000 |  | 26240 | 26240 |  | Yes | Yes |  |  |  |  | 153.864 | 35.1685 |  | 250000 | 46891.9
100025 | Westjet Calgary Headquarters | FALSE | FALSE | TRUE | FALSE |  |  | Calgary | AB | 51.059 | -114.061 | operating | 2009 | [17 empty] | http://www.geotility.ca/projects.php?type=commercial | [23 empty] | Yes
100027 | Jeanne & Peter Lougheed Performing Arts Centre | FALSE | FALSE | TRUE | FALSE | University of Alberta |  | Camrose | AB | 53.022 | -112.829 | operating | 2015 | [17 empty] | https://www.sunnyportal.com/Templates/PublicPageOverview.aspx?page=8ffe9f8d-2c67-48ec-911a-9de08431b2ba&plant=47378a87-fdbc-47d2-9cff-9c7d7e6d4856&splang=en-US |  | 0.122 |  | 109 | [26 empty] | Yes
100028 | Rundle Hydroelectric Dam | FALSE | FALSE | TRUE | FALSE | TransAlta Corp. |  | Canmore | AB | 51.089 | -115.36 | operating | 1951 |  | 2017 | 2211 | [14 empty] | http://www.transalta.com. Statistics Canada. Electric Power Generating Stations, 2000. |  | 50 |  | 73478 | [27 empty] | Yes
100029 | Spray Hydroelectric Dam | FALSE | FALSE | TRUE | FALSE | TransAlta Corp. |  | Canmore | AB | 51.09 | -115.359 | operating | 1951 |  | 2017 | 2211 | [14 empty] | http://www.transalta.com. Statistics Canada. Electric Power Generating Stations, 2000. |  | 103 |  | 210080 | [27 empty] | Yes
100030 | Spring Creek Canmore | FALSE | FALSE | TRUE | FALSE |  |  | Canmore | AB | 51.091 | -115.358 | operating | [18 empty] | http://www.thermalcreek.com/portfolio/ | [23 empty] | Yes
100031 | Three Sisters Hydroelectric Dam | FALSE | FALSE | TRUE | FALSE | TransAlta Corp. |  | Canmore | AB | 51.092 | -115.357 | operating | 1951 |  | 2017 | 221 | [14 empty] | http://www.transalta.com. Statistics Canada. Electric Power Generating Stations, 2000. |  | 3 |  | 4242 | [27 empty] | Yes
100033 | Carseland Cogeneration Plant | TRUE | FALSE | FALSE | FALSE | TransCanada Energy Ltd. |  | Carseland | AB | 50.852 | -113.47 | operating | 2001 |  | 2017 | 221 | 6700 | [13 empty] | CEEDC Cogen survey 2019 | [16 empty] | Yes
100034 | Ghost Hydroelectric Dam | FALSE | FALSE | TRUE | FALSE | TransAlta Corp. |  | Cochrane | AB | 51.191 | -114.468 | operating | 1929 |  | 2017 | 221 | [14 empty] | http://www.transalta.com. Statistics Canada. Electric Power Generating Stations, 2000. |  | 51 |  | 173000 | [27 empty] | Yes
100035 | CFB Cold Lake | FALSE | TRUE | FALSE | FALSE | Department of National Defense |  | Cold Lake | AB | 54.464 | -110.173 | operating | 1954 |  | 2017 | 9111 |  |  | Small | [10 empty] | Yes | CEEDC DE Survey 2019 | [16 empty] | Yes |  | Yes | [37 empty] | Yes | No | No |  |  |  | 1531779.37 | [8 empty] | No |  |  | 43.96
100036 | Cold Lake (Mahkeses & Nabiye) | TRUE | FALSE | FALSE | FALSE | Imperial Oil Resources Limited |  | Cold Lake | AB | 54.465 | -110.172 | operating | 2002 |  | 2017 | 211 | [14 empty] | CEEDC Cogen survey 2019 | [16 empty] | Yes | [17 empty] | 22000000
100037 | Coronation Evangelical Free Church | FALSE | FALSE | TRUE | FALSE |  |  | Coronation | AB | 52.094 | -111.446 | operating |  |  |  | 813 | [38 empty] | Yes
100038 | Chin Chute Hydroelectric Project | FALSE | FALSE | TRUE | FALSE | Irrican Power |  | Cranford | AB | 49.758 | -112.353 | operating | 1994 |  | 2017 | 221 | [14 empty] | http://www.environmentalchoice.com/dbform0.cfm?Co.id=282&group=5 |  | 11 |  | 61342 | [27 empty] | Yes
100040 | Harmattan Gas Processing Complex | TRUE | FALSE | FALSE | FALSE | AltaGas Ltd. - Harmattan |  | Didsbur | AB | 51.661 | -114.137 | operating | 2012 |  | 2017 | 211 | 3941 | [13 empty] | CEEDC Cogen survey 2019 | [16 empty] | Yes
100041 | McBride Lake East | FALSE | FALSE | TRUE | FALSE | TransAlta Corp. |  | Willow Creek | AB | 51.38 | -112.538 | operating | 2001 |  | 2017 | 2211 | [14 empty] | CanWEA |  | 0.66 | [30 empty] | Yes
100042 | Brazeau Hydroelectric Dam | FALSE | FALSE | TRUE | FALSE | TransAlta Corp. |  | Drayton Valley | AB | 53.221 | -114.977 | operating | 1965 |  | 2017 | 221 | [14 empty] | http://www.transalta.com. Statistics Canada. Electric Power Generating Stations, 2000. |  | 355 |  | 397000 | [27 empty] | Yes
100043 | Wintering Hills | FALSE | FALSE | TRUE | FALSE | TransAlta Corp. |  | Drumheller | AB | 51.465 | -112.711 | operating | 2011 |  | 2017 | 2211 | [14 empty] | CanWEA |  | 88 | [30 empty] | Yes
100044 | Alberta Hospital | TRUE | FALSE | FALSE | FALSE | Alberta Hospital |  | Edmonton | AB | 53.544 | -113.491 | operating | 1969 |  | 2015 | 622 | [14 empty] | CEEDC Cogen survey 2019 |  | 2.5 | 140.93 | 15540 | 87600 |  |  | Yes |  | 1 | BPST |  | 2.5 | 140.93 | 15540 | 87600 | Yes | [17 empty] | 300000
100045 | Boyle Renaissance District Energy | FALSE | TRUE | FALSE | FALSE |  |  | Edmonton | AB | 53.545 | -113.49 | operating | 2013 |  | 2017 |  |  |  | large | [11 empty] | http://www.metiscapital.ca/Portals/0/News/255439-February%202014_selected-pages.pdf | http://www.metiscapital.ca/News.aspx |  | 0.38 | [13 empty] | Yes
100046 | Edmonton House | FALSE | FALSE | TRUE | FALSE | Lafarge |  | Edmonton | AB | 53.546 | -113.489 | operating | [18 empty] | http://www.questcanada.org/maps/edmonton-house | [23 empty] | Yes
100047 | Blatchford | FALSE | TRUE | FALSE | FALSE |  |  | Edmonton | AB | 53.547 | -113.488 | operating | [6 empty] | Large
100048 | Habitat for Humanity - Riverdale Concrete Net Zero House | FALSE | FALSE | TRUE | FALSE |  |  | Edmonton | AB | 53.548 | -113.487 | operating | 2013 | [17 empty] | http://www.gothreshold.com/index.php/habitat-for-humanity | [23 empty] | Yes
100049 | Montorio Showhome | FALSE | FALSE | TRUE | FALSE |  |  | Edmonton | AB | 53.549 | -113.486 | operating | [18 empty] | http://www.gothreshold.com/index.php/montorio-showhome | [23 empty] | Yes
100050 | University of Alberta | TRUE | TRUE | FALSE | FALSE | University of Alberta Heating Plant |  | Edmonton | AB | 53.55 | -113.485 | operating | 1950 |  | 2017 | 221 | 6678 | 11461 | large |  | Yes | Yes |  |  | Yes | Yes | Yes |  |  |  | CEEDC Cogen survey 2019 | [16 empty] | Yes |  | Yes | [11 empty] | Yes |  |  | Yes | 3926491 |  | 1003.2 | [11 empty] | 90 |  |  | 193276.8 |  |  |  |  | Yes | No | Yes | 80 |  | 85 | 21500000 |  | 21500000 | 32800 |  | 32800 | Yes |  | Yes | No |  | Yes | 590 |  | 145 | 622000 |  | 209266 | 205 |  | 5 | 25 |  | 13 | 0.8
100051 | Edson Cogeneration Plant | TRUE | FALSE | FALSE | FALSE | Repsol Oil & Gas Canada Inc. |  | Edson | AB | 53.586 | -116.443 | operating | 2004 |  | 2017 | 221 | [14 empty] | CEEDC Cogen survey 2019 | [16 empty] | Yes | [17 empty] | 3587.22
100052 | Ardenville Wind Farm | FALSE | FALSE | TRUE | FALSE | TransAlta Corp. |  | Fort Macleod | AB | 49.722 | -113.4 | operating | 2010 |  | 2017 | 2211 | [14 empty] | CanWEA |  | 69 |  | 218500 | [28 empty] | Yes
100053 | Blue Trail Wind Farm | FALSE | FALSE | TRUE | FALSE | TransAlta Corp. |  | Fort Macleod | AB | 49.723 | -113.399 | operating | 2009 |  | 2017 | 221 | [14 empty] | CanWEA |  | 66 |  | 180000 | [28 empty] | Yes
100054 | MacLeod Flats | FALSE | FALSE | TRUE | FALSE | TransAlta Corp. |  | Fort MacLeod | AB | 49.724 | -113.398 | operating | 2004 |  | 2017 | [15 empty] | CanWEA |  | 3 |  | 8000 | [28 empty] | Yes
100055 | Soderglen Wind Farm | FALSE | FALSE | TRUE | FALSE | TransAlta Corp. | Canadian Hydro Developers | Fort Macleod | AB | 49.725 | -113.397 | operating | 2006 |  | 2017 | 221 | [14 empty] | CanWEA |  | 71 |  | 235000 | [28 empty] | Yes
100056 | McBride Lake Wind Farm | FALSE | FALSE | TRUE | FALSE | TransAlta Corp. |  | Fort Macleod | AB | 49.726 | -113.396 | operating | 2003 |  | 2017 | 221 | [14 empty] | http://www.greenenergy.com/facilities.html |  | 75 |  | 235000 | [28 empty] | Yes
100058 | Christina Lake Project | TRUE | FALSE | FALSE | FALSE | MEG Energy Corp. |  | Fort McMurray | AB | 55.631 | -111.084 | operating | 2009 |  | 2016 | 211 | 24100 | [13 empty] | CEEDC Cogen survey 2019 | [16 empty] | Yes
100059 | Firebag Cogeneration | TRUE | FALSE | FALSE | FALSE | Suncor Energy Inc. |  | Fort McMurray | AB | 56.726 | -111.38 | operating | 2004 |  | 2019 | 21114 | 19181 | G10557 | Medium |  |  |  |  | Yes | [6 empty] | CEEDC Cogen Survey 2019
100060 | Horizon Oil Sands Cogeneration Facility | TRUE | FALSE | FALSE | FALSE | Canadian Natural Resources Limited |  | Fort McMurray | AB | 56.727 | -111.379 | operating | 2010 |  | 2017 | 211 | 23275 | [13 empty] | CEEDC Cogen survey 2019 | [16 empty] | Yes
100061 | Long Lake Cogeneration Plant | TRUE | FALSE | FALSE | FALSE | Nexen Energy ULC. |  | Fort McMurray | AB | 56.728 | -111.378 | operating |  |  | 2017 | 211 | 22378 | [13 empty] | CEEDC Cogen survey 2019 | [16 empty] | Yes
100062 | MacKay River Power Plant | TRUE | FALSE | FALSE | FALSE | TransCanada Energy Ltd. |  | Fort McMurray | AB | 56.729 | -111.377 | operating | 2004 |  | 2017 | 221 | 19219 | [13 empty] | CEEDC Cogen survey 2019 | [16 empty] | Yes | [17 empty] | 15015567
100063 | Mildred Lake Cogeneration Plant | TRUE | FALSE | FALSE | FALSE | Syncrude Canada Ltd. |  | Fort McMurray | AB | 56.73 | -111.376 | operating | 1975 |  | 2017 | 211 | 2274 | [13 empty] | CEEDC Cogen survey 2019 | [16 empty] | Yes
100064 | Muskeg River Cogeneration Plant | TRUE | FALSE | FALSE | FALSE | ATCO Power Canada Ltd. | SaskPower | Fort McMurray | AB | 56.731 | -111.375 | operating | 2003 |  | 2017 | 211 | 6647 | [13 empty] | CEEDC Cogen survey 2019 | [16 empty] | Yes
100065 | TransAlta - Poplar Creek Power Station | TRUE | FALSE | FALSE | FALSE | TransAlta |  | Fort McMurray | AB | 56.732 | -111.374 | operating | 2001 |  | 2015 | 221 | [14 empty] | CEEDC Cogen survey 2019 |  | 370 |  | 2740000 |  |  |  | Yes |  | 4 | SCGT |  | 370 |  | 2740000 |  | Yes
100067 | Dow Chemical Canada ULC | TRUE | FALSE | FALSE | FALSE | TransAlta Generation Partnership |  | Fort Saskatchewan | AB | 53.701 | -113.209 | operating | 1979 |  | 2017 | 325 | 280 | [13 empty] | CEEDC Cogen survey 2019 | [16 empty] | Yes
100068 | Scotford Cogeneration Plant | TRUE | FALSE | FALSE | FALSE | Shell Canada Energy Limited |  | Fort Saskatchewan | AB | 53.702 | -113.208 | operating | 2003 |  | 2017 | 211 | 6546 | [13 empty] | CEEDC Cogen survey 2019 | [16 empty] | Yes
100069 | Belly River Hydroelectric Dam | FALSE | FALSE | TRUE | FALSE | TransAlta Corp. |  | Glenwood | AB | 49.365 | -113.516 | operating | 1991 |  | 2017 | 221 | [14 empty] | http://www.canhydro.com/belly%20river.asp. Statistics Canada. Electric Power Generating Stations, 2000. |  | 3 |  | 11250 | [27 empty] | Yes
100070 | Waterton Hydroelectric Dam | FALSE | FALSE | TRUE | FALSE | TransAlta Corp. |  | Glenwood | AB | 49.366 | -113.515 | operating | 1992 |  | 2017 | 2211 | [14 empty] | http://www.canhydro.com/waterton.asp. Statistics Canada. Electric Power Generating Stations, 2000. |  | 3 | [29 empty] | Yes
100071 | Bear Creek Cogeneration Plant | TRUE | FALSE | TRUE | FALSE | TransCanada Energy Ltd. |  | Grande Prairie | AB | 55.17 | -118.799 | operating | 2003 |  | 2017 | 221 | 18142 | [13 empty] | CEEDC Cogen survey 2019 | [16 empty] | Yes |  |  |  |  | Yes | [12 empty] | 6425455
100072 | Canfor Green Energy Combined Heat and Power Plant | TRUE | FALSE | TRUE | FALSE | Canadian Forest Products Ltd. |  | Grande Prairie | AB | 55.171 | -118.798 | operating | 2005 |  | 2017 | 221 | 19958 | [13 empty] | CEEDC Cogen survey 2019 | [21 empty] | Yes | [17 empty] | 2100000
100073 | Halkirk Wind | FALSE | FALSE | TRUE | FALSE | Capital Power Corp. |  | Halkirk | AB | 52.283 | -112.154 | operating | 2012 |  | 2017 | 2211 | [14 empty] | CanWEA |  | 149.4 | [30 empty] | Yes
100074 | Innovista Eco-Industrial Park | FALSE | FALSE | TRUE | FALSE |  |  | Hinton | AB | 53.404 | -117.572 | operating | [18 empty] | http://www.questcanada.org/maps/innovista-ecoindustrial-park | [23 empty] | Yes
100075 | West Fraser Mills Ltd. - Hinton Pulp Mill | TRUE | FALSE | TRUE | FALSE | West Fraser Mills Ltd. |  | Hinton | AB | 53.405 | -117.571 | operating | 1957 |  | 2016 | 322 | 2991 | [13 empty] | CEEDC Cogen survey 2019 | [16 empty] | Yes |  |  |  |  | Yes | Yes
100076 | Dickson Dam | FALSE | FALSE | TRUE | FALSE | Liberty Power |  | Innisfail | AB | 52.027 | -113.947 | operating | 1992 |  | 2017 | 221 | [14 empty] | http://www.algonquinpower.com/business/facility/alternative_Drayton.asp?choice=region |  | 15 |  | 163184 | [27 empty] | Yes
100077 | Interlakes Hydroelectric Dam | FALSE | FALSE | TRUE | FALSE | TransAlta Corp. |  | Kananaskis | AB | 51.076 | -115.129 | operating | 1955 |  | 2017 | 2211 | [14 empty] | http://www.transalta.com. Statistics Canada. Electric Power Generating Stations, 2000. |  | 5 |  | 8500 | [27 empty] | Yes
100078 | Pocaterra Hydroelectric Dam | FALSE | FALSE | TRUE | FALSE | TransAlta Corp. |  | Kananaskis | AB | 51.077 | -115.128 | operating | 1955 |  | 2017 | 2211 | [14 empty] | http://www.transalta.com. Statistics Canada. Electric Power Generating Stations, 2000. |  | 15 |  | 29549 | [27 empty] | Yes
100079 | Ghost Pine Wind Farm | FALSE | FALSE | TRUE | FALSE | NextEra Energy Canada |  | Trochu | AB | 51.824 | -113.233 | operating | 2010 |  | 2017 | 2211 | [14 empty] | CanWEA |  | 81.6 | [30 empty] | Yes
100080 | Black Velvet Distilling | TRUE | FALSE | FALSE | FALSE | Black Velvet Distilling Company |  | Lethbridge | AB | 49.693 | -112.842 | operating | 1996 |  | 2015 | 312 | 1864 | [13 empty] | CEEDC Cogen survey 2019 | [16 empty] | Yes | [17 empty] | 344800
100081 | University of Lethbridge | FALSE | TRUE | FALSE | FALSE | University of Lethbridge |  | Lethbridge | AB | 49.694 | -112.841 | operating | 1970 |  | 2017 | 611 |  |  | medium | [6 empty] | Yes |  |  |  |  | CEEDC DE Survey 2019 |  |  | 20.0241 |  |  | 0.04 |  | Yes | [8 empty] | Yes | [16 empty] | Yes | 5790 | [16 empty] | 3866.4 |  |  |  |  | No | Yes | Yes |  | 30 | 30 |  | 185000 | 1990600 |  | 4000 | 13120 |  | No | No |  |  |  |  | 11.232 | 8.7921
100082 | Magrath Wind Farm | FALSE | FALSE | TRUE | FALSE | Suncor Energy | Enbridge Canada Inc. | Magrath | AB | 49.424 | -112.869 | operating | 2004 |  | 2017 | 221 | [14 empty] | http://www.canwea.ca/en/CanadianWindFarms.html |  | 30 | [30 empty] | Yes
100083 | St. Mary Hydroelectric Dam | FALSE | FALSE | TRUE | FALSE | TransAlta Corp. |  | Magrath | AB | 49.425 | -112.868 | operating | 1992 |  | 2017 | 2211 | [14 empty] | http://www.canhydro.com/stmary.asp. Statistics Canada. Electric Power Generating Stations, 2000. |  | 2 |  | 16250 | [27 empty] | Yes
100084 | Taylor Chute Hydroelectric Dam | FALSE | FALSE | TRUE | FALSE | TransAlta Corp. |  | Magrath | AB | 49.426 | -112.867 | operating | 2000 |  | 2017 | 2211 | [14 empty] | http://www.canhydro.com/taylor.asp. Statistics Canada. Electric Power Generating Stations, 2000. |  | 13 |  | 45000 | [27 empty] | Yes
100085 | Box Springs Wind Project | FALSE | FALSE | TRUE | FALSE | Box Springs Wind Corp. |  | Medicine Hat | AB | 50.041 | -110.676 | operating | 2014 |  | 2017 | [15 empty] | CanWEA |  | 6 | [30 empty] | Yes
100086 | Canadian Fertilizers Ltd. | TRUE | FALSE | FALSE | FALSE | Canadian Fertilizers Ltd. |  | Medicine Hat | AB | 50.042 | -110.675 | operating | 2003 |  | 2015 | 325 | 3821 | [13 empty] | CEEDC Cogen survey 2019 |  | 85 | [5 empty] | Yes |  | 1 | SCGT |  | 85
100089 | City of Medicine Hat | TRUE | FALSE | FALSE | FALSE | Municipal Government of Medicine Hat |  | Medicine Hat | AB | 50.043 | -110.674 | decom | 2003 |  | 2015 | 221 | 6576 | [13 empty] | CEEDC Cogen survey 2019 |  | 0.09 | 0.18 | 788 | 1576 |  |  | Yes |  | 3 | CCGT |  | 0.09 | 0.18 | 788 | 1576
100090 | Morinville Mixed-use Development | FALSE | FALSE | TRUE | FALSE |  |  | Morinville | AB | 53.793 | -113.646 | operating | 2015 | [17 empty] | http://revolveengineering.ca/project_morinville.html | [23 empty] | Yes
100091 | Bighorn Dam | FALSE | FALSE | TRUE | FALSE | TransAlta Corp. |  | Nordegg | AB | 52.468 | -116.081 | operating | 1972 |  | 2017 | 221 | [14 empty] | http://www.transalta.com. Statistics Canada. Electric Power Generating Stations, 2000. |  | 120 |  | 408000 | [27 empty] | Yes
100092 | Drake Landing Company | FALSE | TRUE | FALSE | FALSE | Okotoks | ATCO Gas | Okotoks | AB | 50.725 | -113.975 | operating | 2007 |  | 2017 |  |  |  | small | [7 empty] | Yes |  |  |  | CIEEDAC DE Survey 2014 | https://www.dlsc.ca/DLSC_Brochure_e.pdf |  | 1.5 | [13 empty] | Yes | [10 empty] | Yes | [28 empty] | Yes | No | No | 52 |  |  | 100000 |  |  | 4920 |  |  | Yes
100095 | Daishowa-Marubeni International Ltd. - Peace River Pulp | TRUE | FALSE | TRUE | FALSE | Daishowa-Marubeni International Ltd-Peace River Pulp |  | Peace River | AB | 56.234 | -117.289 | operating | 1990 |  | 2017 | 322 | 223 | [13 empty] | CEEDC Cogen survey 2019 | [16 empty] | Yes |  |  |  |  | Yes | Yes
100096 | Castle River Wind Farm | FALSE | FALSE | TRUE | FALSE | TransAlta Corp. |  | Pincher Creek | AB | 49.486 | -113.95 | operating | 2001 |  | 2017 | 221 | [14 empty] | CanWEA/ http://www.transaltarenewables.ca/facilities/plants-operation/castle-river |  | 44 |  | 121000 | [28 empty] | Yes
100097 | Castle Rock Ridge | FALSE | FALSE | TRUE | FALSE | ENEL Green Power |  | Pincher Creek | AB | 49.487 | -113.949 | operating | 2012 |  | 2017 | 2211 | [14 empty] | CanWEA |  | 76 | [30 empty] | Yes
100099 | Cowley North Wind Farm | FALSE | FALSE | TRUE | FALSE | TransAlta Corp. |  | Pincher Creek | AB | 49.488 | -113.948 | operating | 2002 |  | 2017 | 221 | [14 empty] | http://www.canhydro.com/cowley%20north.asp, http://www.canwea.ca/CanadianProduction.html |  | 20 |  | 47000 | [28 empty] | Yes
100100 | Cowley Ridge Wind Farm | FALSE | FALSE | TRUE | FALSE | TransAlta Corporation |  | Pincher Creek | AB | 49.489 | -113.947 | decom | 1993 | 2016 |  | 221 | [14 empty] | http://www.canhydro.com/cowley%20ridge.asp, http://www.canwea.ca/CanadianProduction.html | [32 empty] | Yes
100101 | Kettles Hill Phase I | FALSE | FALSE | TRUE | FALSE | Enmax Corp. |  | Pincher Creek | AB | 49.49 | -113.946 | operating | 2006 |  | 2017 | 221 | [14 empty] | CanWEA |  | 9 |  | 28500 | [28 empty] | Yes
100102 | Kettles Hill Phase II | FALSE | FALSE | TRUE | FALSE | Enmax Corp. |  | Pincher Creek | AB | 49.491 | -113.945 | operating | 2007 |  | 2017 | 221 | [14 empty] | CanWEA |  | 54 | [30 empty] | Yes
100104 | Oldman 1 Wind farm | FALSE | FALSE | TRUE | FALSE | Alberta Wind Energy Corp. |  | Pincher Creek | AB | 49.492 | -113.944 | operating | 2007 |  | 2017 | 221 | [14 empty] | CanWEA |  | 3.6 | [30 empty] | Yes
100105 | Oldman River Hydroelectric Plant | FALSE | FALSE | TRUE | FALSE | ATCO Electric | Piikani Nation | Pincher Creek | AB | 49.493 | -113.943 | operating | 2003 |  | 2017 | [15 empty] | http://www.atcopower.com/Our-Facilities/Our-Power-Technologies/Hydroelectric/Oldman_River |  | 32 |  | 114000 | [27 empty] | Yes
100106 | Oldman River Phase 2 Wind Power Project | FALSE | FALSE | TRUE | FALSE | IKEA Group | Mainstream Renewable Power | Pincher Creek | AB | 49.494 | -113.942 | operating | 2014 |  | 2017 | [15 empty] | CanWEA/http://www.albertawindenergy.com/projects/ |  | 46 | [30 empty] | Yes
100107 | Optimist Wind Energy Wind Farm - Bonus | FALSE | FALSE | TRUE | FALSE | Optimist Wind Energy |  | Pincher Creek | AB | 49.495 | -113.941 | operating | 1993 |  | 2017 | 2211 | [14 empty] | CanWEA |  | 0.15 | [30 empty] | Yes
100108 | Optimist Wind Energy Wind Farm - Lagerwey | FALSE | FALSE | TRUE | FALSE | Optimist Wind Energy |  | Pincher Creek | AB | 49.496 | -113.94 | operating | 2004 |  | 2017 | [15 empty] | CanWEA |  | 0.75 | [30 empty] | Yes
100109 | Sinnott Wind Farm | FALSE | FALSE | TRUE | FALSE | TransAlta Corp. |  | Pincher Creek | AB | 49.497 | -113.939 | operating | 2002 |  | 2017 | 221 | [14 empty] | http://www.canhydro.com/sinnot.asp, http://www.canwea.ca/CanadianProduction.html |  | 7 |  | 15000 | [28 empty] | Yes
100110 | Summerview Wind Farm 1 | FALSE | FALSE | TRUE | FALSE | TransAlta Corp. |  | Pincher Creek | AB | 49.498 | -113.938 | operating | 2004 |  | 2017 | 221 | [14 empty] | http://www.canwea.ca/en/CanadianWindFarms.html |  | 70 |  | 202000 | [28 empty] | Yes
100111 | Summerview Wind Farm 2 | FALSE | FALSE | TRUE | FALSE | TransAlta Corp. |  | Pincher Creek | AB | 49.499 | -113.937 | operating | 2010 |  | 2017 | 2211 | [14 empty] | CanWEA |  | 66 |  | 163000 | [28 empty] | Yes
100113 | Bull Creek Wind Farm | FALSE | FALSE | TRUE | FALSE | BluEarth Renewables Inc. |  | Provost | AB | 52.356 | -110.261 | operating | 2015 |  | 2017 | [15 empty] | CanWEA |  | 29.2 | [30 empty] | Yes
100114 | Rainbow Lake Cogeneration Power Plant Units 4 & 5 | TRUE | FALSE | FALSE | FALSE | ATCO Power Canada Ltd. | Husky Oil | Rainbow Lake | AB | 58.502 | -119.4 | operating | 1999 |  | 2016 | 221 | 6609 | [13 empty] | CEEDC Cogen survey 2019 | [16 empty] | Yes
100115 | Drops 4, 5 and 6 Hydroelectric Plant | FALSE | FALSE | TRUE | FALSE | Irrican Power |  | Raymond | AB | 49.464 | -112.662 | operating | 2004 |  | 2017 | [15 empty] | http://www.smrid.ab.ca/Irrican%20Power%20Drops%20456.pdf |  | 6.9 | [29 empty] | Yes
100116 | Raymond Reservoir Hydro Plant | FALSE | FALSE | TRUE | FALSE | Irrican Power |  | Raymond | AB | 49.465 | -112.661 | operating | 2003 |  | 2017 | 221 | [14 empty] | http://www.environmentalchoice.com/dbform0.cfm?Co.id=282&group=5 |  | 18 | [29 empty] | Yes
100117 | Joffre Cogeneration Plant | TRUE | FALSE | FALSE | FALSE | NOVA Chemicals Corporation | Capital Power Corporation | Red Deer | AB | 52.268 | -113.811 | operating | 2000 |  | 2017 | 221 | 6591 | [13 empty] | CEEDC Cogen survey 2019 | [16 empty] | Yes
100118 | Permolex | TRUE | FALSE | FALSE | FALSE | Permolex |  | Red Deer | AB | 52.269 | -113.81 | operating | 2002 |  | 2015 | 311 | 6698 | [13 empty] | CEEDC Cogen survey 2019 |  | 4 | [5 empty] | Yes |  | 1 |  |  | 4
100119 | Red Deer Regional Hospital Centre | TRUE | FALSE | FALSE | FALSE | Alberta Health Services |  | Red Deer | AB | 52.27 | -113.809 | operating | 1996 |  | 2017 | 622 | [14 empty] | CEEDC Cogen survey 2019 | [16 empty] | Yes | [17 empty] | 162000
100120 | Redwater Cogeneration Plant | TRUE | FALSE | FALSE | FALSE | TransCanada Energy Ltd. |  | Redwater | AB | 53.951 | -113.109 | operating | 2001 |  | 2017 | 221 | 6701 | [13 empty] | CEEDC Cogen survey 2019 | [16 empty] | Yes
100121 | Bonness Oil Field Supply Industrial | FALSE | FALSE | TRUE | FALSE |  |  | Sedgewick | AB | 52.777 | -111.697 | operating |  |  |  | 213118 | [38 empty] | Yes
100122 | Barrier Hydroelectric Dam | FALSE | FALSE | TRUE | FALSE | TransAlta Corp. |  | Seebe | AB | 51.096 | -115.064 | operating | 1947 |  | 2017 | 2211 | [14 empty] | http://www.transalta.com. Statistics Canada. Electric Power Generating Stations, 2000. |  | 13 |  | 40 | [27 empty] | Yes
100123 | Horseshoe Hydroelectric Dam | FALSE | FALSE | TRUE | FALSE | TransAlta Corp. |  | Seebe | AB | 51.097 | -115.063 | operating | 1911 |  | 2017 | 221 | [14 empty] | http://www.transalta.com. Statistics Canada. Electric Power Generating Stations, 2000. |  | 14 |  | 84000 | [27 empty] | Yes
100124 | Kananaskis Hydroelectric Dam | FALSE | FALSE | TRUE | FALSE | TransAlta Corp. |  | Seebe | AB | 51.098 | -115.062 | operating | 1913 |  | 2017 | 2211 | [14 empty] | http://www.transalta.com. Statistics Canada. Electric Power Generating Stations, 2000. |  | 19 |  | 93034 | [27 empty] | Yes
100125 | Strathcona County Community Energy Centre | FALSE | TRUE | FALSE | FALSE | Strathcona County |  | Sherwood Park | AB | 53.541 | -113.296 | operating | 2007 |  | 2015 |  |  |  | medium | Yes | Yes |  |  |  | Yes |  | Yes |  |  |  | CIEEDAC DE Survey 2015 |  |  | 9 |  | 9784 | [11 empty] | Yes | [39 empty] | No | Yes | No |  | 9 |  |  | 822710 |  |  | 5248 |  |  | Yes | [5 empty] | 9 |  |  | 9784
100126 | Spruce Grove Public Works Facility | FALSE | FALSE | TRUE | FALSE |  |  | Spruce Grove | AB | 53.543 | -113.903 | operating | 2012 | [17 empty] | http://revolveengineering.ca/project_spruce.html | [23 empty] | Yes
100127 | U of A Agronomy Building | FALSE | FALSE | TRUE | FALSE |  |  | St. Albert | AB | 53.63 | -113.626 | operating | 2012 | [17 empty] | http://revolveengineering.ca/project_agronomy.html | [23 empty] | Yes
100128 | Strathcona County Crimson Leaf Estates | FALSE | FALSE | TRUE | FALSE |  |  | Strathcona County | AB | 53.533 | -113.155 | operating | [42 empty] | Yes
100130 | Chin Chute Wind Farm | FALSE | FALSE | TRUE | FALSE | Suncor Energy | Enbridge Canada Inc. | Taber | AB | 49.786 | -112.15 | operating | 2006 |  | 2017 | 221 | [14 empty] | CanWEA |  | 30 | [30 empty] | Yes
100131 | Lantic Inc. | TRUE | FALSE | FALSE | FALSE | Lantic Inc. Taber Factory |  | Taber | AB | 49.787 | -112.149 | operating | 1949 |  | 2017 | 311 | 947 | [13 empty] | CEEDC Cogen survey 2019 | [16 empty] | Yes
100132 | Taber Wind Farm | FALSE | FALSE | TRUE | FALSE | Enmax Corp. |  | Taber | AB | 49.788 | -112.148 | operating | 2007 |  | 2017 | 2211 | [14 empty] | CanWEA |  | 81 |  | 315331 | [28 empty] | Yes
100133 | Zephyr Wind Farm | FALSE | FALSE | TRUE | FALSE | Zephyr Farms Limited |  | Brooke-Alvinston | ON | 42.839 | -81.897 | operating | 2012 |  | 2017 | [15 empty] | http://www.thewindpower.net/windfarm_en_21926_zephyr-wind-farm.php |  | 200 | [30 empty] | Yes
100134 | Vulcan Solar Project | FALSE | FALSE | TRUE | FALSE | EDF EN Canada |  | Vulcan | AB | 50.403 | -113.261 | planned | 2017 | [19 empty] | 77 | [28 empty] | Yes
100135 | Blackspring Ridge Wind Project | FALSE | FALSE | TRUE | FALSE | EDF EN Canada Inc | Enbridge Canada Inc. | Vulcan | AB | 50.404 | -113.26 | operating | 2014 |  | 2017 | [15 empty] | CanWEA |  | 300 | [30 empty] | Yes
100136 | Waterton Wind Turbines 1 | FALSE | FALSE | TRUE | FALSE | Alberta Wind Energy Corp. |  | Waterton | AB | 49.083 | -113.917 | operating | 1998 |  | 2017 | [15 empty] | CanWEA |  | 0.6 | [30 empty] | Yes
100137 | Waterton Wind Turbines 2 | FALSE | FALSE | TRUE | FALSE | Alberta Wind Energy Corp. |  | Waterton | AB | 49.084 | -113.916 | operating | 1998 |  | 2017 | [15 empty] | CanWEA |  | 1.2 | [30 empty] | Yes
100138 | Waterton Wind Turbines 3 | FALSE | FALSE | TRUE | FALSE | Alberta Wind Energy Corp. |  | Waterton | AB | 49.085 | -113.915 | operating | 2000 |  | 2017 | [15 empty] | CanWEA |  | 0.66 | [30 empty] | Yes
100139 | Waterton Wind Turbines 4 | FALSE | FALSE | TRUE | FALSE | Alberta Wind Energy Corp. |  | Waterton | AB | 49.086 | -113.914 | operating | 2001 |  | 2017 | [15 empty] | CanWEA |  | 0.66 | [30 empty] | Yes
100140 | Waterton Wind Turbines 5 | FALSE | FALSE | TRUE | FALSE | Alberta Wind Energy Corp. |  | Waterton | AB | 49.087 | -113.913 | operating | 2002 |  | 2017 | [15 empty] | CanWEA |  | 0.66 | [30 empty] | Yes
100142 | Primrose Cogeneration Plant | TRUE | FALSE | FALSE | FALSE | Canadian Natural Resources Limited | Canadian Natural Resources Ltd | Wolf Lake and Primrose | AB | 54.683 | -110.961 | operating | 1998 |  | 2017 | 211 | 4136 | [13 empty] | CEEDC Cogen survey 2019 | [16 empty] | Yes
100143 | Algar Operations | TRUE | FALSE | FALSE | FALSE | Connacher Oil and Gas Limited |  | Wood Buffalo | AB | 56.733 | -111.373 | operating | 2010 |  | 2017 | 211 | 24188 | [13 empty] | CEEDC Cogen survey 2019 | [16 empty] | Yes
100145 | South Cariboo Recreation Centre | FALSE | FALSE | TRUE | FALSE | Canlan Ice Sports |  | 100 Mile House | BC | 51.644 | -121.295 | operating | 2002 |  |  | 713 | [14 empty] | http://www.oit.edu/docs/default-source/geoheat-center-documents/quarterly-bulletin/vol-26/26-3/26-3-art6.pdf?sfvrsn=4 |  |  | 0.774 | [20 empty] | Yes
100146 | Bakerview Ecodiary | TRUE | FALSE | FALSE | FALSE |  |  | Abbotsford | BC | 49.05 | -122.304 | operating | 2011 |  | 2015 | 112 | [14 empty] | CEEDC Cogen survey 2019 |  | 0.02 |  | 105 |  |  |  | Yes | 5256 | 1 | GE |  | 0.02 |  | 105 | [13 empty] | Yes
100147 | Eagle Mountain Homes | FALSE | FALSE | TRUE | FALSE |  |  | Abbotsford | BC | 49.051 | -122.303 | operating | [18 empty] | http://www.geotility.ca/projects.php?type=residential | [23 empty] | Yes
100148 | Pacific Agrifood Research Centre | FALSE | FALSE | TRUE | FALSE | Agriculture and Agri-Foods Canada |  | Agassiz | BC | 49.239 | -121.766 | operating | 2001 |  |  | 5417 | [14 empty] | www.geothermal.ca/agassiz.pdf | [23 empty] | Yes
100149 | Sakwi Creek Run of River | FALSE | FALSE | TRUE | FALSE | Sakwi Creek Hydro LP |  | Agassiz | BC | 49.24 | -121.765 | operating | 2014 |  | 2017 | [15 empty] | https://www.cclgroup.com/cclinfrastructure/en/home/our-investments-main/cc-l-infrastructure-investments/energy-infrastructure/sakwi-creek-hydro-project |  | 8 |  | 21000 | [27 empty] | Yes
100150 | Alouette | FALSE | FALSE | TRUE | FALSE | BC Hydro |  | Alouette Lake | BC | 49.334 | -122.418 | operating | 1928 |  | 2017 | 221 | [14 empty] | Statistics Canada. Electric Power Generating Stations, 2000. |  | 9 |  | 53000 | [27 empty] | Yes
100151 | Carmel of St. Joseph Monastery | FALSE | FALSE | TRUE | FALSE |  |  | Armstrong | BC | 50.448 | -119.197 | operating | [18 empty] | http://www.geotility.ca/projects.php?type=commercial | [23 empty] | Yes
100152 | Heaton Place | FALSE | FALSE | TRUE | FALSE |  |  | Armstrong | BC | 50.449 | -119.196 | operating | [18 empty] | http://groundsourcedrilling.com/commercial.html | [23 empty] | Yes
100153 | Tolko Industries Ltd, Armstrong Division | TRUE | FALSE | FALSE | FALSE |  |  | Armstrong | BC | 50.45 | -119.195 | operating | 1999 |  | 2015 | 321 | [14 empty] | CEEDC Cogen survey 2019 |  | 22 | 33 | 168000 | 252000 |  |  | Yes |  | 1 | BPSTE |  | 22 | 33 | 168000 | 252000 | [5 empty] | Yes
100154 | Ash River | FALSE | FALSE | TRUE | FALSE | BC Hydro |  | Ash River | BC | 49.431 | -125.114 | operating | 1959 |  | 2017 | 2211 | [14 empty] | Statistics Canada. Electric Power Generating Stations, 2000. |  | 28 |  | 193000 | [27 empty] | Yes
100155 | Copper Point Resort | FALSE | FALSE | TRUE | FALSE |  |  | Athalmer | BC | 50.517 | -116.037 | operating | 2008 | [17 empty] | http://www.sonicdrilling.com/geothermal_site/Copper%20Resort%20project.html | [23 empty] | Yes
100156 | Pine Creek (Atlin) | FALSE | FALSE | TRUE | FALSE | XEITL LP |  | Atlin | BC | 59.578 | -133.69 | operating | 2009 |  | 2017 | 2211 | [14 empty] | http://www.bchydro.com/content/dam/BCHydro/customer-portal/documents/corporate/independent-power-producers-calls-for-power/independent-power-producers/independent-power-producers-currently-supplying-power-to-bc-hydro.pdf |  | 2.1 |  | 5000 | [27 empty] | Yes
100157 | Robson Valley (Ptarmigan Creek - RBV) | FALSE | FALSE | TRUE | FALSE | Robson Valley Power Corp. |  | McBride | BC | 53.301 | -120.168 | operating |  |  | 2017 | [15 empty] | BC IPPs |  | 4 |  | 26000 | [27 empty] | Yes
100158 | Blue River Resort | FALSE | FALSE | TRUE | FALSE | Mike Wiegele Helicopter Skiing |  | Blue River | BC | 52.106 | -119.305 | operating | 2014 |  |  | 721 | [14 empty] | www.geoexchange.org/pdf/cs-086.pdf |  |  | 0.362 | [20 empty] | Yes
100159 | Boston Bar Hydro (Scuzzy Creek) | FALSE | FALSE | TRUE | FALSE | BC Hydro |  | Boston Bar | BC | 49.863 | -121.443 | operating | 1995 |  | 2017 | 221 | [14 empty] | Statistics Canada. Electric Power Generating Stations, 2000. http://www.canren.gc.ca/tech_appl/index.asp?CaID=4&PgID=32 |  | 6 |  | 38000 | [27 empty] | Yes
100160 | Bridge River 1 and 2 Generating Stations | FALSE | FALSE | TRUE | FALSE | BC Hydro |  | Bridge River | BC | 50.787 | -122.008 | operating | 1948 |  | 2017 | 2211 | [14 empty] | Statistics Canada. Electric Power Generating Stations, 2000. |  | 492 |  | 1144770.386 | [27 empty] | Yes
100161 | Aberfeldie | FALSE | FALSE | TRUE | FALSE | BC Hydro |  | Bull River | BC | 49.468 | -115.449 | operating | 1922 |  | 2017 | 221 | [14 empty] | Statistics Canada. Electric Power Generating Stations, 2000. |  | 24 |  | 105000 | [27 empty] | Yes
100162 | APEG Building | FALSE | FALSE | TRUE | FALSE | Association of Professional Engineers |  | Burnaby | BC | 49.249 | -122.981 | operating |  |  |  | 541 | [17 empty] | 0.246 | [20 empty] | Yes
100163 | British Columbia Institute of Technology - Burnaby | FALSE | TRUE | FALSE | FALSE | British Columbia Institute of Technology |  | Burnaby | BC | 49.25 | -122.98 | operating | 1963 |  | 2017 | 611 |  |  | Large | [6 empty] | Yes |  |  |  |  | CEEDC DE Survey 2019 | https://commons.bcit.ca/factorfour/files/2013/01/District-Heating-Prefeasibility-Study-22.pdf |  | 12 | [13 empty] | Yes |  | Yes |  |  |  |  | Yes | [10 empty] | 55000 |  | 386.8 | [15 empty] | Yes | 7200 |  |  | No | Yes | No |  | 8 |  |  | 804331.52 | [5 empty] | Yes |  |  | No | [5 empty] | 8800 |  |  | 82 |  |  | 66
100164 | Burnaby Mountain Secondary School | FALSE | FALSE | TRUE | FALSE |  |  | Burnaby | BC | 49.251 | -122.979 | operating |  |  |  | 611 | [38 empty] | Yes
100165 | Cornerstone | FALSE | FALSE | TRUE | FALSE |  |  | Burnaby | BC | 49.252 | -122.978 | operating | 2004 |  |  | 722 | [17 empty] | 0.12 | [20 empty] | Yes
100166 | UniverCity Neighbourhood Utility Service | FALSE | TRUE | FALSE | FALSE | Corix Utilities Inc. |  | Burnaby | BC | 49.253 | -122.977 | operating | 2011 |  | 2015 |  |  |  | large |  |  |  | Yes |  |  |  | Yes |  |  |  | CIEEDAC DE Survey 2015 |  |  | 2.3 |  | 4182 | [11 empty] | Yes |  |  |  |  | Yes
100167 | SEEgen Cogeneration Plant | TRUE | FALSE | TRUE | FALSE | Metro Vancouver |  | Burnaby | BC | 49.254 | -122.976 | operating | 2003 |  | 2015 | 221 | [14 empty] | CEEDC Cogen survey 2019 |  | 22 |  | 170000 |  |  |  | Yes | 7727 | 1 |  |  | 22 |  | 170000 | [11 empty] | Yes
100168 | Burns Lake Community Energy System | FALSE | TRUE | FALSE | FALSE |  |  | Burns Lake | BC | 54.233 | -125.764 | operating | [6 empty] | Small
100169 | John Hart | FALSE | FALSE | TRUE | FALSE | BC Hydro |  | Campbell River | BC | 50.033 | -125.273 | operating | 1947 |  | 2017 | 2211 | [14 empty] | Statistics Canada. Electric Power Generating Stations, 2000. |  | 126 |  | 823000 | [27 empty] | Yes
100170 | Ladore Falls | FALSE | FALSE | TRUE | FALSE | BC Hydro |  | Campbell River | BC | 50.034 | -125.272 | operating | 1956 |  | 2017 | 2211 | [14 empty] | Statistics Canada. Electric Power Generating Stations, 2000. |  | 47 |  | 280000 | [27 empty] | Yes
100171 | Strathcona | FALSE | FALSE | TRUE | FALSE | BC Hydro |  | Campbell River | BC | 50.035 | -125.271 | operating | 1958 |  | 2017 | 2211 | [14 empty] | Statistics Canada. Electric Power Generating Stations, 2000. |  | 64 |  | 246000 | [27 empty] | Yes
100172 | Brilliant Expansion 1 | FALSE | FALSE | TRUE | FALSE | Columbia Power | Columbia Basin Trust | Castlegar | BC | 49.324 | -117.659 | operating | 2009 |  | 2017 | 2211 | [14 empty] | http://www.bchydro.com/content/dam/BCHydro/customer-portal/documents/corporate/independent-power-producers-calls-for-power/independent-power-producers/independent-power-producers-currently-supplying-power-to-bc-hydro.pdf |  | 120 |  | 203000 | [27 empty] | Yes
100173 | Brilliant Expansion 2 | FALSE | FALSE | TRUE | FALSE | Columbia Power | Columbia Basin Trust | Castlegar | BC | 49.325 | -117.658 | operating | 2009 |  | 2017 | 2211 | [14 empty] | http://www.bchydro.com/content/dam/BCHydro/customer-portal/documents/corporate/independent-power-producers-calls-for-power/independent-power-producers/independent-power-producers-currently-supplying-power-to-bc-hydro.pdf |  | 0.5 |  | 226000 | [27 empty] | Yes
100174 | Zellstoff Celgar Ltd. Partnership | TRUE | FALSE | FALSE | FALSE | Celgar Pulp Co. |  | Castlegar | BC | 49.326 | -117.657 | operating | 1993 |  | 2015 | 322 | [14 empty] | CEEDC Cogen survey 2019 |  | 52 | 342.807 |  |  |  |  | No |  | 1 | BPSTE |  | 52 | 342.807
100175 | Art Holding Arena | FALSE | FALSE | TRUE | FALSE | Icekube Systems |  | Chase | BC | 50.819 | -119.685 | operating | 1999 |  |  | 713 | [17 empty] | 0.563 | [20 empty] | Yes
100176 | Cheakamus | FALSE | FALSE | TRUE | FALSE | BC Hydro |  | Cheakamus River | BC | 50.079 | -123.041 | operating | 1957 |  | 2017 | 2211 | [14 empty] | Statistics Canada. Electric Power Generating Stations, 2000. |  | 158 |  | 638000 | [27 empty] | Yes
100177 | Dokie Ridge Wind Project | FALSE | FALSE | TRUE | FALSE | Alterra Power Corp. | GE Energy Financial Services | Chetwynd | BC | 55.698 | -121.63 | operating | 2011 |  | 2017 | 2211 | [14 empty] | CanWEA |  | 144 |  | 320000 | [28 empty] | Yes
100178 | Meikle Wind | FALSE | FALSE | TRUE | FALSE | Meikle Wind |  | Chetwynd | BC | 55.699 | -121.629 | operating | 2016 |  | 2017 | [15 empty] | http://www.meiklewind.com/ |  | 180 | [30 empty] | Yes
100181 | STO-LO Nation Medical Building | FALSE | FALSE | TRUE | FALSE |  |  | Chilliwack | BC | 49.158 | -121.951 | operating | 2004 |  |  | 622 | [17 empty] | 0.106 | [20 empty] | Yes
100182 | Yarrow Elementary School | FALSE | FALSE | TRUE | FALSE |  |  | Chilliwack | BC | 49.159 | -121.95 | operating | [18 empty] | http://www.geotility.ca/projects.php?type=commercial | [23 empty] | Yes
100183 | Clayton Falls | FALSE | FALSE | TRUE | FALSE | BC Hydro |  | Clayton Falls | BC | 52.371 | -126.815 | operating | 1961 |  | 2017 | 2211 | [14 empty] | Statistics Canada. Electric Power Generating Stations, 2000. |  | 2 | [29 empty] | Yes
100184 | Clowhom | FALSE | FALSE | TRUE | FALSE | BC Hydro |  | Clowhom River | BC | 49.748 | -123.476 | operating | 1957 |  | 2017 | 2211 | [14 empty] | Statistics Canada. Electric Power Generating Stations, 2000. |  | 22 |  | 126000 | [27 empty] | Yes
100185 | Mica | FALSE | FALSE | TRUE | FALSE | BC Hydro |  | Columbia River | BC | 52.077 | -118.565 | operating | 1976 |  | 2017 | 221 | [14 empty] | Statistics Canada. Electric Power Generating Stations, 2000. |  | 2780.6 |  | 8562000 | [27 empty] | Yes
100186 | Revelstoke | FALSE | FALSE | TRUE | FALSE | BC Hydro |  | Columbia River | BC | 51.06 | -118.197 | operating | 1984 |  | 2017 | 2211 | [14 empty] | Statistics Canada. Electric Power Generating Stations, 2000. |  | 2480 |  | 9496000 | [27 empty] | Yes
100187 | CFB Comox | FALSE | TRUE | FALSE | FALSE | Department of National Defense |  | Comox | BC | 49.674 | -124.928 | operating | 1995 |  | 2017 | 9111 |  |  | small | [10 empty] | Yes | CEEDC DE Survey 2019 | [16 empty] | Yes | [39 empty] | Yes | No | No | 30 |  |  | 946719.07 |  |  | 25000 |  |  | No | [5 empty] | 17.58
100188 | Fraser Mills | FALSE | FALSE | TRUE | FALSE |  |  | Coquitlam | BC | 49.284 | -122.793 | operating | [18 empty] | http://engineeringsustainability.com/fraser-mills-district-energy-system-fortis-energy-bc/ | [23 empty] | Yes
100189 | Nestor School | FALSE | FALSE | TRUE | FALSE |  |  | Coquitlam | BC | 49.285 | -122.792 | operating | 2000 |  |  | 611 | [17 empty] | 0.141 | [20 empty] | Yes
100190 | Seaview School | FALSE | FALSE | TRUE | FALSE |  |  | Coquitlam | BC | 49.286 | -122.791 | operating | 2000 |  |  | 611 | [17 empty] | 0.106 | [20 empty] | Yes
100191 | Walter Hardman Generating Station | FALSE | FALSE | TRUE | FALSE | BC Hydro |  | Cranberry Creek | BC | 48.382 | -123.715 | operating | 1960 |  | 2017 | 2211 | [14 empty] | Statistics Canada. Electric Power Generating Stations, 2000. |  | 8 |  | 41000 | [27 empty] | Yes
100192 | aq'am (St. Mary's Indian Band) | FALSE | TRUE | FALSE | FALSE |  |  | Cranbrook | BC | 49.513 | -115.769 | operating | 2016 |  | 2017 |  |  |  | Small | [11 empty] | https://news.gov.bc.ca/stories/twelve-first-nations-benefit-from-clean-energy-funding | http://www.aqam.net/sites/default/files/2016%20annual%20report_0.pdf | [20 empty] | Yes
100193 | Catalyst Paper Crofton Division | TRUE | FALSE | TRUE | FALSE | Catalyst Paper Corporation |  | Crofton | BC | 48.864 | -123.646 | operating | 1980 |  | 2015 | 322 | 1266 | [13 empty] | CEEDC Cogen survey 2019 | [16 empty] | Yes | Yes |  |  |  | Yes | Yes | [11 empty] | 80332.6709 | 41265.7073 |  |  |  | 558048.9986 | 1283516.6232
100194 | Bear Mountain Wind Park | FALSE | FALSE | TRUE | FALSE | AltaGas Ltd. |  | Dawson Creek | BC | 55.76 | -120.238 | operating | 2009 |  | 2017 | 2211 | [14 empty] | CanWEA |  | 102 | [30 empty] | Yes
100195 | Hluey Lakes Hydro Project | FALSE | FALSE | TRUE | FALSE | Regional Power Inc. |  | Dease Lake | BC | 58.437 | -129.999 | operating | 1999 |  | 2017 | 221 | [14 empty] | http://cetc-varennes.nrcan.gc.ca/eng/publication/1999-27e.pdf, http://www.canren.gc.ca/tech_appl/index.asp?CaID=4&PgID=32 |  | 3 |  | 5000 | [27 empty] | Yes
100196 | La Joie | FALSE | FALSE | TRUE | FALSE | BC Hydro |  | Dounton Lake | BC | 50.838 | -122.988 | operating | 1956 |  | 2017 | 2211 | [14 empty] | Statistics Canada. Electric Power Generating Stations, 2000. |  | 25 |  | 172000 | [27 empty] | Yes
100197 | Elko Plant | FALSE | FALSE | TRUE | FALSE | BC Hydro |  | Elk River | BC | 49.508 | -115.065 | operating | 1924 |  | 2017 | 2211 | [14 empty] | Statistics Canada. Electric Power Generating Stations, 2000. |  | 12 |  | 79000 | [27 empty] | Yes
100198 | Fink Enderby District Energy | FALSE | TRUE | FALSE | FALSE | Fink Machine Inc. |  | Enderby | BC | 50.551 | -119.14 | operating | 2011 |  | 2015 |  |  |  | small | Yes | Yes |  | Yes | Yes |  |  | Yes |  |  |  | CIEEDAC DE Survey 2015 |  |  | 0.54 |  | 1418 | [16 empty] | Yes | [34 empty] | No | Yes | No |  | 10 |  |  | 73469 |  |  | 4920 |  |  | Yes | [5 empty] | 0.54 |  |  | 1418
100199 | CFB Esquimalt | FALSE | TRUE | FALSE | FALSE | Department of National Defense |  | Esquimalt | BC | 48.436 | -123.411 | operating | 1960 |  | 2017 | 9111 |  |  | Small | [10 empty] | Yes | CEEDC DE Survey 2019 | [16 empty] | Yes |  | Yes | [37 empty] | Yes | No | No |  |  |  | 1090628.36 | [8 empty] | No |  |  | 41.38
100200 | Falls River | FALSE | FALSE | TRUE | FALSE | BC Hydro |  | Falls River | BC | 49.247 | -124.35 | operating | 1930 |  | 2017 | 2211 | [14 empty] | Statistics Canada. Electric Power Generating Stations, 2000. |  | 7 |  | 49000 | [27 empty] | Yes
100201 | Coats IPP | FALSE | FALSE | TRUE | FALSE | Crofter's Gleann Enterprises |  | Gabriola Island | BC | 49.158 | -123.789 | operating | 1985 |  | 2017 | [15 empty] | https://www.bchydro.com/content/dam/BCHydro/customer-portal/documents/corporate/independent-power-producers-calls-for-power/independent-power-producers/independent-power-producers-currently-supplying-power-to-bc-hydro.pdf |  | 0.5 |  | 1000 | [27 empty] | Yes
100202 | Gibsons District Energy Utility | FALSE | TRUE | FALSE | FALSE | Gibsons |  | Gibsons | BC | 49.397 | -123.515 | operating | 2009 |  | 2014 | 221 |  |  | medium |  | Yes | [5 empty] | Yes |  |  |  | CIEEDAC DE Survey 2014 | [23 empty] | Yes | [32 empty] | Yes | No | No | 30 |  |  | 48420 |  |  | 2624 |  |  | No |  | No
100204 | Jamie Creek | FALSE | FALSE | TRUE | FALSE | Jamie Creek LP |  | Gold Bridge | BC | 50.851 | -122.839 | operating | 2014 |  | 2017 | [15 empty] | BC IPPs |  | 22 |  | 74000 | [27 empty] | Yes
100205 | Cypress Creek | FALSE | FALSE | TRUE | FALSE | Synex Energy Resources Ltd. |  | Gold River | BC | 49.778 | -126.05 | operating | 2009 |  | 2017 | 2211 | [14 empty] | http://www.bchydro.com/content/dam/BCHydro/customer-portal/documents/corporate/independent-power-producers-calls-for-power/independent-power-producers/independent-power-producers-currently-supplying-power-to-bc-hydro.pdf |  | 3 |  | 12000 | [27 empty] | Yes
100206 | Mears Creek | FALSE | FALSE | TRUE | FALSE | Synex Energy Resources Ltd. |  | Gold River | BC | 49.779 | -126.049 | operating | 2004 |  | 2017 | 221 | [14 empty] | http://www.bchydro.com/info/ipp/ipp979.html |  | 4 |  | 20000 | [27 empty] | Yes
100207 | Louisiana Pacific EWP Power Plant | TRUE | FALSE | TRUE | FALSE | Louisianna Pacific EWP |  | Golden | BC | 51.296 | -116.963 | operating | 1936 |  | 2015 | 321 | [14 empty] | CEEDC Cogen survey 2019 |  | 7.5 | 75.035 | 23392 | 234024 | 0.8 | 0.05 | No |  | 1 | CST |  | 7.5 | 75.035 | 23392 | 234024 | [5 empty] | Yes | [17 empty] | 1144800
100208 | McDonald Ranch | FALSE | FALSE | TRUE | FALSE | McDonald Ranch and Lumber Ltd. |  | Grasmere | BC | 49.099 | -115.084 | operating | 1984 |  | 2017 | [15 empty] | http://forestnet.com/archives/April_05/sawmill_profile.htm |  | 0.5 |  | 500 | [27 empty] | Yes
100209 | Big Silver - Shovel Creek | FALSE | FALSE | TRUE | FALSE | Big Silver Creek Power LP |  | Harrison Hot Springs | BC | 49.3 | -121.785 | operating | 2016 |  | 2017 | [15 empty] | http://www.innergex.com/en/site/big-silver-creek/ |  | 41 |  | 159000 | [27 empty] | Yes
100211 | Ruskin | FALSE | FALSE | TRUE | FALSE | BC Hydro |  | Hayward Lake | BC | 49.202 | -122.388 | operating | 1930 |  | 2017 | 2211 | [14 empty] | Statistics Canada. Electric Power Generating Stations, 2000. |  | 105 |  | 374000 | [27 empty] | Yes
100212 | Woodfibre Mill | FALSE | FALSE | TRUE | FALSE | Neucel Specialty Cellulose Ltd. |  | Henrietta Lake | BC | 54.39 | -125.203 | operating | 1947 |  | 2017 | 322 | [14 empty] | Statistics Canada. Electric Power Generating Stations, 2000. |  | 2.587 |  | 3852 | [27 empty] | Yes
100214 | Lorenzetta Creek Hydro Project | FALSE | FALSE | TRUE | FALSE | Zella Hydro |  | Hope | BC | 49.383 | -121.442 | operating | 2016 |  | 2017 | [15 empty] | http://www.zellacorp.com/projects-2/lorenzetta-creek-2/ |  | 3 |  | 12000 | [27 empty] | Yes
100215 | Pine Ridge Mountain Resort | FALSE | FALSE | TRUE | FALSE |  |  | Invermere | BC | 50.506 | -116.029 | operating | [18 empty] | http://www.geotility.ca/projects.php?type=residential | [23 empty] | Yes
100216 | Jordan River | FALSE | FALSE | TRUE | FALSE | BC Hydro |  | Jordan River | BC | 48.42 | -124.045 | operating | 1971 |  | 2017 | 2211 | [14 empty] | Statistics Canada. Electric Power Generating Stations, 2000. |  | 170 |  | 261000 | [27 empty] | Yes
100217 | Sun Rivers Resort - Belmonte | FALSE | TRUE | FALSE | FALSE | Corix Utilities Inc. |  | Kamloops | BC | 50.675 | -120.327 | operating | 2013 |  | 2017 | 721 |  |  | medium | [7 empty] | Yes |  |  |  | CIEEDAC DE Survey 2015 | http://www.toolkit.bc.ca/tool/district-energy-systems |  | 1.485 | [20 empty] | Yes | [17 empty] | 113.2704 | [14 empty] | Yes | Yes | Yes | 89 | [5 empty] | 4264 | [9 empty] | 0.781 | 0.704
100218 | Bone Creek Hydro | FALSE | FALSE | TRUE | FALSE | TransAlta Corp. |  | Kamloops | BC | 50.676 | -120.326 | operating | 2011 |  | 2017 | 2211 | [14 empty] | http://www.bchydro.com/content/dam/BCHydro/customer-portal/documents/corporate/independent-power-producers-calls-for-power/independent-power-producers/independent-power-producers-currently-supplying-power-to-bc-hydro.pdf |  | 19 |  | 81000 | [27 empty] | Yes
100219 | Domtar | TRUE | FALSE | TRUE | FALSE | Domtar Inc. |  | Kamloops | BC | 50.677 | -120.325 | operating | 1972 |  | 2015 | 322 | [14 empty] | CEEDC Cogen survey 2019 |  | 76.5 | 61.5 | 518400 |  | 0.98 |  | No |  | 3 | BPST |  | 76.5 | 61.5 | 518400 | [6 empty] | Yes
100220 | Ice Box Arena | FALSE | FALSE | TRUE | FALSE | Icekube Systems |  | Kamloops | BC | 50.678 | -120.324 | operating | 1999 |  |  | 713 | [17 empty] | 0.563 | [20 empty] | Yes
100221 | Sk'Elep School of Excellence | FALSE | FALSE | TRUE | FALSE | Kamloops Indian Band |  | Kamloops | BC | 50.679 | -120.323 | operating | 2002 |  |  | 6111 | [38 empty] | Yes
100222 | Sun Rivers Resort - Talasa | FALSE | TRUE | FALSE | FALSE | Corix Utilities Inc. |  | Kamloops | BC | 50.68 | -120.322 | operating | 2012 |  | 2017 | 721 |  |  | medium |  |  |  | Yes |  |  |  | Yes |  |  |  | CIEEDAC DE Survey 2015 | http://www.toolkit.bc.ca/tool/district-energy-systems |  | 0.63 | [13 empty] | Yes | [6 empty] | Yes | [9 empty] | Yes | 5.8 | [6 empty] | 1130.976 | [14 empty] | No | Yes | Yes |  | 3 | 3 |  | 129953 | 129953 |  | 3280 | 3280 | [7 empty] | 0.22 | 0.41
100223 | Wildfire Coordination Centre | FALSE | FALSE | TRUE | FALSE |  |  | Kamloops | BC | 50.681 | -120.321 | operating | [18 empty] | http://www.geotility.ca/projects.php?type=commercial | [23 empty] | Yes
100224 | Discovery Bay Resort | FALSE | FALSE | TRUE | FALSE |  |  | Kelowna | BC | 49.888 | -119.496 | operating | 2002 |  |  | 721 | [17 empty] | 2.321 | [20 empty] | Yes
100225 | Eldorado Reservoir | FALSE | FALSE | TRUE | FALSE | District of Lake Country |  | Kelowna | BC | 49.889 | -119.495 | operating | 2009 |  | 2017 | 2211 | [14 empty] | http://www.bchydro.com/content/dam/BCHydro/customer-portal/documents/corporate/independent-power-producers-calls-for-power/independent-power-producers/independent-power-producers-currently-supplying-power-to-bc-hydro.pdf |  | 1 |  | 4000 | [27 empty] | Yes
100226 | First Luthern Church | FALSE | FALSE | TRUE | FALSE | Geotility |  | Kelowna | BC | 49.89 | -119.494 | operating | 2004 |  |  | 813 | [17 empty] | 0.211 | [20 empty] | Yes
100227 | Kelowna Airport Expansion | FALSE | FALSE | TRUE | FALSE |  |  | Kelowna | BC | 49.891 | -119.493 | operating | [18 empty] | http://groundsourcedrilling.com/commercial.html | [23 empty] | Yes
100228 | Landmark Technology Center | FALSE | FALSE | TRUE | FALSE | Stober Construction |  | Kelowna | BC | 49.892 | -119.492 | operating |  |  |  | 531 | [14 empty] | www.alstober.com/tech.html | [23 empty] | Yes
100229 | Mission Centre Office | FALSE | FALSE | TRUE | FALSE | Icekube Systems |  | Kelowna | BC | 49.893 | -119.491 | operating | 2003 |  |  | 713 | [14 empty] | http://www.icekubeheat.com/htmlfiles/mission-centre-office.asp and info@geoutility.ca |  |  | 0.506 | [20 empty] | Yes
100230 | Okanagan College | TRUE | TRUE | FALSE | FALSE | Okanagan College |  | Kelowna | BC | 49.894 | -119.49 | operating | 1970 |  | 2014 | 221 |  |  | large | [6 empty] | Yes |  |  |  |  | CEEDC Cogen survey 2019 |  |  | 2.9 |  | 1790.28 | [8 empty] | 2.9 |  | 1790.28 | [10 empty] | Yes |  |  |  | Yes | [25 empty] | No | Yes | No |  | 10 |  |  | 645600 |  |  | 3280 |  |  | No | [5 empty] | 2.9 |  |  | 1790.28
100231 | Prospect at Black Mountain | FALSE | FALSE | TRUE | FALSE |  |  | Kelowna | BC | 49.895 | -119.489 | operating | [18 empty] | http://www.geotility.ca/projects.php?type=residential | [23 empty] | Yes
100232 | Rutland Elementary School | FALSE | FALSE | TRUE | FALSE | Geotility |  | Kelowna | BC | 49.896 | -119.488 | operating |  |  |  | 6111 | [14 empty] | http://www.geotility.ca/projects.php?type=commercial |  |  | 0.211 | [20 empty] | Yes
100233 | Sundance Lodge Resort | FALSE | FALSE | TRUE | FALSE |  |  | Kelowna | BC | 49.897 | -119.487 | operating | 2004 |  |  | 721 | [17 empty] | 0.703 | [20 empty] | Yes
100234 | Terra Geothermal Vertical Loop Kelowna | FALSE | FALSE | TRUE | FALSE |  |  | Kelowna | BC | 49.898 | -119.486 | operating | [18 empty] | http://www.terrageothermal.com/our-work/vertical-loop-kelowna/ | [23 empty] | Yes
100235 | Tolko Industries Ltd, Kelowna Division | TRUE | FALSE | TRUE | FALSE | Tolko Industries Ltc. |  | Kelowna | BC | 49.899 | -119.485 | operating | 1985 |  | 2015 | 321 | [14 empty] | CEEDC Cogen survey 2019 |  | 12 | 55.556 | 43200 | 200000 | 1 | 0.5 | No |  | 2 | CST |  | 12 | 55.556 | 43200 | 200000 | [5 empty] | Yes
100236 | University of British Columbia Okanagan | FALSE | TRUE | FALSE | FALSE | University of British Columbia |  | Kelowna | BC | 49.9 | -119.484 | operating | 2011 |  | 2018 | 611 |  |  | large | [6 empty] | Yes |  |  |  |  | CEEDC DE Survey 2019 |  |  | 14 |  | 5749 | [11 empty] | Yes | [6 empty] | Yes | [9 empty] | Yes | 9876 | [16 empty] | 27198 | Yes | 439.2 |  |  | No | Yes | Yes |  | 11 | 7 |  | 855695 | 537554 |  | 16404 | 16404 |  | Yes | Yes |  | No | No |  | 3 | 5 |  | 3650 | 3570 |  | 8 | 26 |  | 4 | 33
100238 | Wilden | FALSE | FALSE | TRUE | FALSE |  |  | Kelowna | BC | 49.901 | -119.483 | operating | [18 empty] | http://www.geotility.ca/projects.php?type=residential | [23 empty] | Yes
100239 | SunMine | FALSE | FALSE | TRUE | FALSE | City of Kimberly |  | Kimberley | BC | 49.665 | -115.997 | operating | 2015 |  | 2017 | [15 empty] | http://www.sunmine.ca/about.html |  | 1.05 |  | 1915 | [26 empty] | Yes
100240 | Alcan Kemano Generating STation | FALSE | FALSE | TRUE | FALSE | Rio Tinto Alcan Inc. |  | Kitimat | BC | 54.049 | -128.628 | operating | 1954 |  | 2017 | [15 empty] | BC IPPs |  | 1000 |  | 3307000 | [27 empty] | Yes
100241 | Kitsilano Condo Development | FALSE | FALSE | TRUE | FALSE |  |  | Vancouver | BC | 49.283 | -123.121 | operating | 1993 |  |  | 531 | [17 empty] | 0.528 | [20 empty] | Yes
100242 | Klemtu Hydro project | FALSE | FALSE | TRUE | FALSE | Kitasoo First Nation |  | Klemtu | BC | 52.594 | -128.524 | operating | 1981 |  | 2017 | 914 | [14 empty] | Communications with Manager., http://www.kitasoo.org/contacts.html |  | 0.62 | [29 empty] | Yes
100243 | Bonnington Falls Generating Station | FALSE | FALSE | TRUE | FALSE | City of Nelson |  | Kootenay River | BC | 49.821 | -116.476 | operating | 1905 |  | 2017 | 221 | [14 empty] | Statistics Canada. Electric Power Generating Stations, 2000. |  | 16 |  | 79000 | [27 empty] | Yes
100244 | Brilliant | FALSE | FALSE | TRUE | FALSE | Columbia Power | Columbia Basin Trust | Kootenay River | BC | 49.822 | -116.475 | operating | 1943 |  | 2017 | 2211 | [14 empty] | Statistics Canada. Electric Power Generating Stations, 2000. |  | 149 |  | 1180000 | [27 empty] | Yes
100245 | Corra Linn | FALSE | FALSE | TRUE | FALSE | FortisBC |  | Kootenay River | BC | 49.823 | -116.474 | operating | 1932 |  | 2017 | 221 | [14 empty] | Statistics Canada. Electric Power Generating Stations, 2000. |  | 49 |  | 191000 | [27 empty] | Yes
100246 | Kootenay Canal | FALSE | FALSE | TRUE | FALSE | BC Hydro |  | Kootenay River | BC | 49.824 | -116.473 | operating | 1975 |  | 2017 | 2211 | [14 empty] | Statistics Canada. Electric Power Generating Stations, 2000. |  | 570 |  | 3083000 | [27 empty] | Yes
100247 | Lower Bonnington | FALSE | FALSE | TRUE | FALSE | FortisBC |  | Kootenay River | BC | 49.825 | -116.472 | operating | 1925 |  | 2017 | 221 | [14 empty] | Statistics Canada. Electric Power Generating Stations, 2000. |  | 54 |  | 166149.4949 | [27 empty] | Yes
100248 | South Slocan | FALSE | FALSE | TRUE | FALSE | FortisBC |  | Kootenay River | BC | 49.826 | -116.471 | operating | 1928 |  | 2017 | 221 | [14 empty] | BC IPPs |  | 54 |  | 234000 | [27 empty] | Yes
100249 | Upper Bonnington | FALSE | FALSE | TRUE | FALSE | FortisBC |  | Kootenay River | BC | 49.827 | -116.47 | operating | 1907 |  | 2017 | 221 | [14 empty] | Statistics Canada. Electric Power Generating Stations, 2000. |  | 66 |  | 187000 | [27 empty] | Yes
100250 | Lake Buntzen #1 | FALSE | FALSE | TRUE | FALSE | BC Hydro |  | Anmore | BC | 49.315 | -122.856 | operating | 1903 |  | 2017 | 221 | [14 empty] | Statistics Canada. Electric Power Generating Stations, 2000. |  | 76.8 |  | 126000 | [27 empty] | Yes
100251 | Cadence | FALSE | FALSE | TRUE | FALSE |  |  | Lake Country | BC | 50.055 | -119.415 | operating | [18 empty] | http://www.geotility.ca/projects.php?type=residential | [23 empty] | Yes
100252 | Kettle Creek | FALSE | FALSE | TRUE | FALSE |  |  | Langford | BC | 48.447 | -123.496 | operating | [18 empty] | http://www.geotility.ca/projects.php?type=residential | [23 empty] | Yes
100253 | Langley Township Civic Building | FALSE | FALSE | TRUE | FALSE |  |  | Langley | BC | 49.104 | -122.66 | operating | [18 empty] | http://www.sonicdrilling.com/geothermal_site/Langley_project.html | [23 empty] | Yes
100254 | Salvation Army - Gateway of Hope | FALSE | FALSE | TRUE | FALSE |  |  | Langley | BC | 49.105 | -122.659 | operating | [18 empty] | http://www.geotility.ca/projects.php?type=residential | [23 empty] | Yes
100255 | Tritech Warehouse | FALSE | FALSE | TRUE | FALSE |  |  | Langley | BC | 49.106 | -122.658 | operating | [18 empty] | http://www.jadewest.com/projects/sustainable-design/geothermal/ | [23 empty] | Yes
100256 | Walden North | FALSE | FALSE | TRUE | FALSE | Innergex | Cayoose Creek Development Corp. | Lillooet | BC | 50.686 | -121.937 | operating | 1992 |  | 2017 | [15 empty] | BC IPPs |  | 16 |  | 54000 | [27 empty] | Yes
100257 | Ocean Falls | FALSE | FALSE | TRUE | FALSE | Boralex Ocean Falls LP |  | Link Lake | BC | 52.425 | -127.677 | operating | 1917 |  | 2017 | 221 | [14 empty] | Statistics Canada. Electric Power Generating Stations, 2000. |  | 15 |  | 12000 | [27 empty] | Yes
100258 | Furry Creek | FALSE | FALSE | TRUE | FALSE | Furry Creek Power Ltd. |  | Lions Bay | BC | 49.459 | -123.234 | operating | 2004 |  | 2017 | 2211 | [14 empty] | http://www.bchydro.com/content/dam/BCHydro/customer-portal/documents/corporate/independent-power-producers-calls-for-power/independent-power-producers/independent-power-producers-currently-supplying-power-to-bc-hydro.pdf |  | 10 |  | 40000 | [27 empty] | Yes
100259 | Lois Lake (Stillwater) Hydroelectric Generating Station | FALSE | FALSE | TRUE | FALSE | Brookfield Renewable Power Inc. |  | Lois Lake | BC | 49.421 | -125.135 | operating | 1930 |  | 2017 | 221 | [14 empty] | http://globalenergyobservatory.org/geoid/42967 |  | 37.4 |  | 221826 | [27 empty] | Yes
100260 | Kwoiek Creek Hydroelectric | FALSE | FALSE | TRUE | FALSE | Kwoiek Creek Resources LP |  | Lytton | BC | 50.233 | -121.581 | operating | 2013 |  | 2017 | [15 empty] | http://www.innergex.com/en/site/kwoiek-creek/ |  | 50 |  | 223000 | [27 empty] | Yes
100261 | Mackenzie Pulp Mill Corp. | TRUE | FALSE | TRUE | FALSE | Pope & Talbot Inc. |  | Mackenzie | BC | 55.338 | -123.095 | operating | 1979 |  | 2015 | 322 | [14 empty] | CEEDC Cogen survey 2019 | [16 empty] | Yes |  |  |  |  | Yes | Yes | [11 empty] | 1063240 |  |  |  |  | 1822034 | 6471434
100262 | Alouette Heights | FALSE | FALSE | TRUE | FALSE |  |  | Maple Ridge | BC | 49.219 | -122.598 | operating | [18 empty] | http://groundsourcedrilling.com/commercial.html | [23 empty] | Yes
100263 | Greystone Manor Seniors' Complex | FALSE | FALSE | TRUE | FALSE |  |  | Maple Ridge | BC | 49.22 | -122.597 | operating | [18 empty] | http://www.jadewest.com/projects/sustainable-design/geothermal/ | [23 empty] | Yes
100264 | Quarry Stone Lakeside Villas | FALSE | FALSE | TRUE | FALSE |  |  | Mara | BC | 50.681 | -119.054 | operating | 2003 |  |  | 721 | [17 empty] | 0.12 | [20 empty] | Yes
100265 | Serene Lea Farms | FALSE | FALSE | TRUE | FALSE |  |  | Mara | BC | 50.682 | -119.053 | operating | 2003 |  |  | 111 | [17 empty] | 0.141 | [13 empty] | Yes |  |  |  | Yes
100266 | Castle Creek (formerly Benjamin Creek) | FALSE | FALSE | TRUE | FALSE | Castle Mountain Hydro Ltd. |  | McBride | BC | 53.302 | -120.167 | operating | 2015 |  | 2017 | [15 empty] | BC IPPs |  | 8 |  | 34000 | [27 empty] | Yes
100267 | East Twin Creek Hydro | FALSE | FALSE | TRUE | FALSE | Brookfield Renewable Energy Partners |  | McBride | BC | 53.303 | -120.166 | operating | 1991 |  | 2017 | [15 empty] | BC IPPs |  | 2 |  | 6000 | [27 empty] | Yes
100268 | McIntosh Creek Waterpower Project | FALSE | FALSE | TRUE | FALSE | Snowshoe Power Ltd. |  | McBride | BC | 53.304 | -120.165 | operating | 2014 |  | 2017 | [15 empty] | BC IPPs |  | 1 |  | 4000 | [27 empty] | Yes
100269 | Nicola Valley Arena | FALSE | FALSE | TRUE | FALSE | Icekube Systems |  | Merritt | BC | 50.111 | -120.786 | operating | 2001 |  |  | 713 | [17 empty] | 0.563 | [20 empty] | Yes
100270 | Brentwood College, MillBay | FALSE | FALSE | TRUE | FALSE |  |  | Mill Bay | BC | 48.651 | -123.557 | operating | 2002 |  |  | 611 | [17 empty] | 0.246 | [20 empty] | Yes
100271 | Kwalsa Energy | FALSE | FALSE | TRUE | FALSE | Harrison Hydro LP |  | Mission | BC | 49.133 | -122.326 | operating | 2010 |  | 2017 | 2211 | [14 empty] | http://www.bchydro.com/content/dam/BCHydro/customer-portal/documents/corporate/independent-power-producers-calls-for-power/independent-power-producers/independent-power-producers-currently-supplying-power-to-bc-hydro.pdf |  | 90 |  | 384000 | [27 empty] | Yes
100272 | Northwest Stave River | FALSE | FALSE | TRUE | FALSE | Northwest Stave River Hydro LP |  | Mission | BC | 49.134 | -122.325 | operating | 2013 |  | 2017 | [15 empty] | http://www.innergex.com/en/site/northwest-stave-river/ |  | 18 |  | 65000 | [27 empty] | Yes
100274 | Tretheway Creek Hydro | FALSE | FALSE | TRUE | FALSE | Innergex Inc. |  | Mission | BC | 49.135 | -122.324 | operating | 2014 |  | 2017 | [15 empty] | http://www.innergex.com/en/site/tretheway-creek/ |  | 21.2 |  | 81000 | [27 empty] | Yes
100275 | Upper Stave Energy | FALSE | FALSE | TRUE | FALSE | Innergex Inc. | Harrison Hydro Power | Mission | BC | 49.136 | -122.323 | operating | 2010 |  | 2017 | 2211 | [14 empty] | http://www.bchydro.com/content/dam/BCHydro/customer-portal/documents/corporate/independent-power-producers-calls-for-power/independent-power-producers/independent-power-producers-currently-supplying-power-to-bc-hydro.pdf |  | 33 |  | 264000 | [27 empty] | Yes
100276 | Copcan Contracting | FALSE | FALSE | TRUE | FALSE |  |  | Nanaimo | BC | 49.166 | -123.94 | operating | 2002 |  |  | 327 | [17 empty] | 0.123 | [20 empty] | Yes
100277 | Greater Nanaimo Pollution Control Centre | TRUE | FALSE | TRUE | FALSE | Regional District of Nanaimo |  | Nanaimo | BC | 49.167 | -123.939 | operating | 2011 |  | 2015 | 562 | 7781 | [13 empty] | CEEDC Cogen survey 2019 |  | 0.335 |  | 2000 |  |  |  | Yes | 5883 | 1 |  |  | 0.335 |  | 2000 | [5 empty] | Yes
100278 | Harmac Nanaimo Forest Products | TRUE | FALSE | TRUE | FALSE | Pope and Talbot Inc. |  | Nanaimo | BC | 49.168 | -123.938 | operating | 1963 |  | 2015 | 322 | [14 empty] | CEEDC Cogen survey 2019 | [16 empty] | Yes |  |  |  |  | Yes | Yes | [11 empty] | 606854 |  |  |  |  | 2861503 | 10840983
100279 | Pacific Gardens | FALSE | FALSE | TRUE | FALSE |  |  | Nanaimo | BC | 49.169 | -123.937 | operating |  |  |  | 814 | [38 empty] | Yes
100280 | Selkirk College | FALSE | FALSE | TRUE | FALSE | Nelson Hydro |  | Nelson | BC | 49.493 | -117.295 | operating | [18 empty] | http://thenelsondaily.com/news/nelson-gets-national-recognition-emissions-reduction-plan-18651#.Vrd_tlnm_eo | [23 empty] | Yes
100281 | Seaton Creek Hydro (Homestead) | FALSE | FALSE | TRUE | FALSE | Homstead Hydro Systems |  | New Denver | BC | 49.991 | -117.372 | operating | 1997 |  | 2017 | [15 empty] | BC IPPs |  | 0.3 |  | 1000 | [27 empty] | Yes
100282 | New Westminster Irving Heritage House Upgrade | FALSE | FALSE | TRUE | FALSE |  |  | New Westminster | BC | 49.206 | -122.911 | operating | [18 empty] | http://www.jadewest.com/projects/sustainable-design/geothermal/ | [23 empty] | Yes
100283 | Sapperton | FALSE | TRUE | FALSE | FALSE |  |  | New Westminster | BC | 49.207 | -122.91 | operating | 2019 |  | 2017 |  |  |  | medium | [11 empty] | https://www.newwestcity.ca/planning-building-and-development/projects-on-the-go/articles/2910.php
100284 | Artists for Kids | FALSE | FALSE | TRUE | FALSE |  |  | North Vancouver | BC | 49.32 | -123.072 | operating | [18 empty] | http://www.geotility.ca/projects.php?type=commercial | [23 empty] | Yes
100285 | Lions Gate Hospital | FALSE | TRUE | FALSE | FALSE | Vancouver Coastal Health |  | North Vancouver | BC | 49.321 | -123.071 | operating | 1961 |  | 2017 | 622 |  |  | medium |  | Yes | Yes | Yes | [7 empty] | CEEDC DE Survey 2019
100286 | Lonsdale Energy Corp | FALSE | TRUE | FALSE | FALSE | City of North Vancouver |  | North Vancouver | BC | 49.322 | -123.07 | operating | 2004 |  | 2018 | 221 |  |  | medium | Yes | Yes | Yes | Yes |  | Yes | Yes | Yes |  |  |  | CEEDC DE Survey 2019 | http://www.cnv.org/city-services/lonsdale-energy |  | 17.5 |  | 31619 | [11 empty] | Yes | [6 empty] | Yes |  |  |  | Yes | [5 empty] | Yes | 230000 | [6 empty] | 1500 |  |  |  | 320 | [5 empty] | 3132 | Yes | 1800 |  |  | No | Yes | Yes |  | 77 | 3 |  | 5269000 | 41695000 |  | 34400 | 26240 |  | Yes | Yes |  | No | No |  | 26.1 | 1.2 |  | 53626 | 516 |  | 75 | 8 |  | 55 | 11
100287 | The Eye of the Wind - Grouse Mountain Turbine | FALSE | FALSE | TRUE | FALSE | Grouse Mountain Resorts Ltd. |  | North Vancouver | BC | 49.323 | -123.069 | operating | 2010 |  | 2017 | [15 empty] | CanWEA |  | 1.5 |  | 133 | [28 empty] | Yes
100288 | School District #23 | FALSE | FALSE | TRUE | FALSE |  |  | Okanagan | BC | 49.947 | -119.559 | operating | [18 empty] | http://www.geotility.ca/projects.php?type=commercial | [23 empty] | Yes
100289 | Oliver Curling Club | FALSE | FALSE | TRUE | FALSE | Oliver Curling Club |  | Oliver | BC | 49.182 | -119.55 | operating | 1994 |  |  | 7139 | [14 empty] | www.canren.gc.ca/app/filerepository/43672FF2263046F080DB6C6FA6D0DBB5.pdf | [23 empty] | Yes
100290 | Osoyoos Indian Band | FALSE | FALSE | TRUE | FALSE |  |  | Oliver | BC | 49.183 | -119.549 | operating | [18 empty] | http://www.geotility.ca/projects.php?type=commercial | [23 empty] | Yes
100291 | South Okanagan Secondary | FALSE | FALSE | TRUE | FALSE |  |  | Oliver | BC | 49.184 | -119.548 | operating | [18 empty] | http://groundsourcedrilling.com/commercial.html | [23 empty] | Yes
100292 | The Cottages at Osoyoos | FALSE | FALSE | TRUE | FALSE |  |  | Osoyoos | BC | 49.032 | -119.468 | operating | [18 empty] | http://www.jadewest.com/projects/sustainable-design/geothermal/ | [23 empty] | Yes
100293 | Gordon M. Shrum | FALSE | FALSE | TRUE | FALSE | BC Hydro |  | Peace River | BC | 57.527 | -116.818 | operating | 1968 |  | 2017 | 2211 | [14 empty] | Statistics Canada. Electric Power Generating Stations, 2000. |  | 2730 |  | 16477000 | [27 empty] | Yes
100294 | Peace Canyon | FALSE | FALSE | TRUE | FALSE | BC Hydro |  | Peace River | BC | 57.528 | -116.817 | operating | 1980 |  | 2017 | 221 | [14 empty] | Statistics Canada. Electric Power Generating Stations, 2000. |  | 694 |  | 4054000 | [27 empty] | Yes
100296 | Rutherford Creek Hydro | FALSE | FALSE | TRUE | FALSE | Innergex Inc. |  | Pemberton | BC | 50.322 | -122.805 | operating | 2004 |  | 2017 | 221 | [14 empty] | BC IPPs |  | 50 |  | 172000 | [27 empty] | Yes
100297 | Seven Mile | FALSE | FALSE | TRUE | FALSE | BC Hydro |  | Pend D'Oreille River | BC | 49.03 | -117.503 | operating | 1979 |  | 2017 | 2211 | [14 empty] | Statistics Canada. Electric Power Generating Stations, 2000. |  | 805 |  | 2880000 | [27 empty] | Yes
100298 | Waneta Expansion | FALSE | FALSE | TRUE | FALSE | BC Hydro |  | Pend D'Oreille River | BC | 49.004 | -117.608 | operating | 1954 |  | 2017 | 3314 | [14 empty] | Statistics Canada. Electric Power Generating Stations, 2000. |  | 785 |  | 627000 | [27 empty] | Yes
100299 | Canadian Helicopters | FALSE | FALSE | TRUE | FALSE |  |  | Penticton | BC | 49.499 | -119.594 | operating | [18 empty] | http://www.geotility.ca/projects.php?type=commercial | [23 empty] | Yes
100300 | Okanagan College Jim Pattison Centre of Excellence | FALSE | FALSE | TRUE | FALSE | Okanagan College |  | Penticton | BC | 49.5 | -119.593 | operating | 2011 |  | 2017 | [15 empty] | http://www.skyfireenergy.com/solar-commercial/grid-tied-electric-systems/okanagan-college-centre-of-excellence-penticton-bc/ |  | 0.2599 |  | 310 | [26 empty] | Yes
100301 | Penticton Secondary School | FALSE | FALSE | TRUE | FALSE | Penticton Secondary School |  | Penticton | BC | 49.501 | -119.592 | operating | 2016 | [17 empty] | http://terratek.ca/portfolio-items/penticton-secondary-school/ |  | 0.1024 | [28 empty] | Yes
100302 | Alberni District Secondary School | FALSE | FALSE | TRUE | FALSE |  |  | Port Alberni | BC | 49.234 | -124.806 | operating | [18 empty] | http://www.geotility.ca/projects.php?type=commercial | [23 empty] | Yes
100303 | Catalyst Paper , Port Alberni | TRUE | FALSE | TRUE | FALSE | Catalyst Paper |  | Port Alberni | BC | 49.235 | -124.805 | operating | 1964 |  | 2015 | 322 | [14 empty] | CEEDC Cogen survey 2019 |  | 18 | 250.2 | 64000 | 889600 | 0.1 |  | Yes |  | 1 | BPSTE |  | 18 | 250.2 | 64000 | 889600 | Yes |  |  |  |  | Yes | [12 empty] | 357000 |  |  |  |  | 3248000
100304 | China Creek Small Hydroelectric | FALSE | FALSE | TRUE | FALSE | Synex Energy Resources Ltd. | Hupacasath & Ucluelet First Nations | Port Alberni | BC | 49.236 | -124.804 | operating | 2005 |  | 2017 | 2211 | [14 empty] | http://www.bchydro.com/content/dam/BCHydro/customer-portal/documents/corporate/independent-power-producers-calls-for-power/independent-power-producers/independent-power-producers-currently-supplying-power-to-bc-hydro.pdf |  | 6 |  | 25000 | [27 empty] | Yes
100305 | Marion 3 Creek | FALSE | FALSE | TRUE | FALSE | Marion Creek Hydro Inc. |  | Port Alberni | BC | 49.237 | -124.803 | operating | 2005 |  | 2017 | 2211 | [14 empty] | http://www.bchydro.com/content/dam/BCHydro/customer-portal/documents/corporate/independent-power-producers-calls-for-power/independent-power-producers/independent-power-producers-currently-supplying-power-to-bc-hydro.pdf |  | 5 |  | 18000 | [27 empty] | Yes
100306 | South Sutton Creek | FALSE | FALSE | TRUE | FALSE | South Sutton Creek Hydro Inc. |  | Port Alberni | BC | 49.238 | -124.802 | operating | 2005 |  | 2017 | 2211 | [14 empty] | http://www.bchydro.com/content/dam/BCHydro/customer-portal/documents/corporate/independent-power-producers-calls-for-power/independent-power-producers/independent-power-producers-currently-supplying-power-to-bc-hydro.pdf |  | 5 |  | 26000 | [27 empty] | Yes
100307 | Westcoast General Hospital | FALSE | FALSE | TRUE | FALSE |  |  | Port Alberni | BC | 49.239 | -124.801 | operating | 2016 |  | 2017 | [15 empty] | http://terratek.ca/portfolio-items/westcoast-general-hospital-solar/ |  | 0.124 | [28 empty] | Yes
100308 | Doran-Taylor Hydro | FALSE | FALSE | TRUE | FALSE | Doran Taylor Hydro (JV Partnership) |  | Port Alberni | BC | 49.24 | -124.8 | operating | 1996 |  | 2017 | [15 empty] | BC IPPs |  | 6 |  | 23000 | [27 empty] | Yes
100309 | Neucel Speciality Cellulose | TRUE | FALSE | TRUE | FALSE | Western Pulp Ltd. |  | Port Alice | BC | 50.425 | -127.488 | operating | 1949 |  | 2015 | 322 | [14 empty] | CEEDC Cogen survey 2019 |  | 11 | 97.5 |  |  |  |  | No |  | 2 | CSTE |  | 11 | 97.5
100310 | Raging River 2 | FALSE | FALSE | TRUE | FALSE | Aquila Infrastructure |  | Port Alice | BC | 50.426 | -127.487 | operating | 2002 |  | 2017 | 221 | [14 empty] | BC IPPs |  | 8 |  | 30000 | [27 empty] | Yes
100311 | Port Clements District Heating System | FALSE | TRUE | FALSE | FALSE | Port Clements |  | Port Clements | BC | 53.689 | -132.185 | operating | 2015 |  | 2015 |  |  |  | rural | Yes | Yes |  |  |  | Yes | Yes |  |  |  |  | CIEEDAC DE Survey 2015 |  |  | 0.1 | [14 empty] | Yes |  |  |  | Yes | [13 empty] | 1547.2 | [20 empty] | No | Yes | No |  | 3 |  |  | 17216 |  |  | 16400 |  |  | Yes | [5 empty] | 0.1
100312 | Cape Scott Wind Farm | FALSE | FALSE | TRUE | FALSE | Engie Energy International |  | Port Hardy | BC | 50.712 | -127.46 | operating | 2013 |  | 2017 | 2211 | [14 empty] | CanWEA |  | 99 |  | 290000 | [28 empty] | Yes
100313 | Kokish River | FALSE | FALSE | TRUE | FALSE | Kwagis Power LP |  | Port McNeil | BC | 50.59 | -127.085 | operating | 2014 |  | 2017 | [15 empty] | BC IPPs |  | 45 |  | 175000 | [27 empty] | Yes
100314 | Howe Sound | TRUE | FALSE | TRUE | FALSE | Howe Sound Pulp And Paper Ltd Partnership |  | Port Mellon | BC | 49.522 | -123.488 | operating | 1989 |  | 2015 | 322 | [14 empty] | CEEDC Cogen survey 2019 | [21 empty] | Yes | Yes | [16 empty] | 1079941 | 8184053
100315 | Aragon Station | FALSE | FALSE | TRUE | FALSE |  |  | Port Moody | BC | 49.285 | -122.868 | operating | [18 empty] | http://groundsourcedrilling.com/commercial.html | [23 empty] | Yes
100316 | Heritage Woods Secondary School | FALSE | FALSE | TRUE | FALSE |  |  | Port Moody | BC | 49.286 | -122.867 | operating | 2004 |  |  | 611 | [17 empty] | 0.299 | [20 empty] | Yes
100317 | Catalyst Paper, Powell River | TRUE | FALSE | TRUE | FALSE | Catalyst Paper |  | Powell River | BC | 49.835 | -124.525 | operating | 1968 |  | 2015 | 322 | [14 empty] | CEEDC Cogen survey 2019 |  | 36 | 254.468 | 134654 | 951811 |  |  | No |  | 1 | BPSTE |  | 36 | 254.468 | 134654 | 951811 | Yes |  |  |  |  | Yes | [12 empty] | 27166.86 |  |  |  |  | 9477240
100318 | East Toba and Montrose | FALSE | FALSE | TRUE | FALSE | Toba Montrose GP |  | Powell River | BC | 49.836 | -124.524 | operating | 2010 |  | 2017 | 2211 | [14 empty] | http://www.bchydro.com/content/dam/BCHydro/customer-portal/documents/corporate/independent-power-producers-calls-for-power/independent-power-producers/independent-power-producers-currently-supplying-power-to-bc-hydro.pdf |  | 196 |  | 715000 | [27 empty] | Yes
100319 | Jimmie Creek (Upper Toba Valley) | FALSE | FALSE | TRUE | FALSE | Alterra Power Corp. | GE Energy Financial Services | Powell River | BC | 49.837 | -124.523 | operating | 2016 |  | 2017 | [15 empty] | BC IPPs |  | 62 |  | 174000 | [27 empty] | Yes
100320 | Powell Lake Generating Station | FALSE | FALSE | TRUE | FALSE | Brookfield Power: BC Operations |  | Powell River | BC | 49.838 | -124.522 | operating | 1911 |  | 2017 | 221 | [14 empty] | http://www.greatlakeshydro.com/presentations/FactSheets/FS-Powell%20River%20Energy%20System.pdf. Statistics Canada. Electric Power Generating Stations, 2000. |  | 46 |  | 308900 | [27 empty] | Yes
100321 | BC New Hope Recovery Society | FALSE | TRUE | TRUE | FALSE | Baldy Hughes |  | Prince George | BC | 53.917 | -122.75 | operating | 2009 |  | 2014 |  |  |  | medium | Yes | Yes |  | Yes | Yes |  | Yes | Yes |  |  |  | CIEEDAC DE Survey 2014 |  |  | 0.73269 | [18 empty] | Yes | [34 empty] | No | Yes | No |  | 9 |  |  | 40000 |  |  | 1799 |  |  | No | [5 empty] | 0.73269
100322 | Canfor Northwood Pulp | TRUE | FALSE | TRUE | FALSE | Canadian Forest Products |  | Prince George | BC | 53.918 | -122.749 | operating | 1973 |  | 2015 | 322 | [14 empty] | CEEDC Cogen survey 2019 | [16 empty] | Yes |  |  |  |  | Yes | Yes
100323 | Prince George | FALSE | TRUE | FALSE | FALSE | Prince George |  | Prince George | BC | 53.919 | -122.748 | operating | 2012 |  | 2015 |  |  |  | medium | Yes | Yes |  | Yes |  | Yes | [5 empty] | CIEEDAC DE Survey 2015 |  |  | 5 |  | 5833.3333 | [11 empty] | Yes |  |  |  |  | Yes | [12 empty] | 550 |  |  |  |  | 21500 | [16 empty] | No | Yes | No |  | 8 |  |  | 344320 |  |  | 19680 |  |  | Yes | [5 empty] | 5 |  |  | 5833.3333
100324 | Kordyban Lodge | FALSE | FALSE | TRUE | FALSE |  |  | Prince George | BC | 53.92 | -122.747 | operating | [18 empty] | http://www.geotility.ca/projects.php?type=commercial | [23 empty] | Yes
100325 | University of Northern British Columbia | FALSE | TRUE | FALSE | FALSE | University of Northern British Columbia |  | Prince George | BC | 53.921 | -122.746 | operating | 1994 |  | 2014 | 611 |  |  | medium |  |  |  | Yes |  |  | Yes | Yes |  |  |  | CEEDC DE Survey 2019 |  | 4.4 | 30.0693 |  | 18876.07 |  |  |  |  | 1 |  |  | 4.4 |  |  | 16667 | Yes |  |  |  |  | Yes | [12 empty] | 25239 |  |  |  |  | 73278 | [12 empty] | Yes | 1459.44 |  |  | No | Yes | Yes |  | 14 | 8 |  | 877403 | 860983 |  | 10942 | 7905 |  | No | No |  | No | No |  | 24.05 | 6.1 |  | 14356 | 1039 |  | 108 | 6 |  | 100 | 9
100326 | University Hospital of Northern BC | FALSE | TRUE | FALSE | FALSE |  |  | Prince George | BC | 53.922 | -122.745 | operating | [6 empty] | medium
100327 | Brown Lake Hydro | FALSE | FALSE | TRUE | FALSE | Innergex Inc. |  | Prince Rupert | BC | 54.315 | -130.321 | operating | 1996 |  | 2017 | 221 | [14 empty] | BC IPPs |  | 7.2 |  | 57000 | [27 empty] | Yes
100329 | Rockridge Canyon Youth Camp | FALSE | FALSE | TRUE | FALSE |  |  | Princeton | BC | 49.459 | -120.506 | operating | 2004 |  |  | 721 | [17 empty] | 0.141 | [20 empty] | Yes
100330 | Puntledge | FALSE | FALSE | TRUE | FALSE | BC Hydro |  | Puntledge River | BC | 49.688 | -125.036 | operating | 1955 |  | 2017 | 221 | [14 empty] | Statistics Canada. Electric Power Generating Stations, 2000. |  | 24 |  | 159000 | [27 empty] | Yes
100331 | Cariboo Pulp & Paper Company, DMI | TRUE | FALSE | TRUE | FALSE | Cariboo Pulp and Paper |  | Quesnel | BC | 52.982 | -122.495 | operating | 1972 |  | 2015 | 322 | [14 empty] | CEEDC Cogen survey 2019 | [21 empty] | Yes
100332 | College of New Caledonia | FALSE | FALSE | TRUE | FALSE |  |  | Quesnel | BC | 52.983 | -122.494 | operating | [18 empty] | http://groundsourcedrilling.com/commercial.html | [23 empty] | Yes
100333 | Akolkolex | FALSE | FALSE | TRUE | FALSE | TransAlta Corp. |  | Revelstoke | BC | 50.998 | -118.196 | operating | 1995 |  | 2017 | 221 | [14 empty] | BC IPPs |  | 10 |  | 41000 | [27 empty] | Yes
100334 | Pingston Creek | FALSE | FALSE | TRUE | FALSE | TransAlta Corp. | Canadian Hydro Developers | Revelstoke | BC | 50.999 | -118.195 | operating | 2003 |  | 2017 | 2211 | [14 empty] | http://www.bchydro.com/info/ipp/ipp8542.html, http://www.canhydro.com/pingston.asp |  | 45 |  | 193000 | [27 empty] | Yes
100335 | Revelstoke Community Energy Corporation | TRUE | TRUE | TRUE | FALSE | Revelstoke |  | Revelstoke | BC | 51 | -118.194 | operating | 2005 |  | 2014 | 221 |  |  | small | Yes |  |  |  | Yes | Yes |  | Yes |  |  |  | CEEDC Cogen survey 2019 |  |  | 3.25 |  | 9992 |  |  |  |  | 1 |  |  |  | 3.25 |  | 9992 | [5 empty] | Yes | [34 empty] | Yes | Yes | No |  | 10 |  |  | 247480 |  |  | 9840 |  |  | Yes | [5 empty] | 3.25 |  | 6459 | 3533
100336 | South Cranberry Creek | FALSE | FALSE | TRUE | FALSE | Advanced Energy Systems 1 LP |  | Revelstoke | BC | 51.001 | -118.193 | operating | 2008 |  | 2017 | 2211 | [14 empty] | BC IPPs |  | 9 |  | 26000 | [27 empty] | Yes
100337 | South Cranberry Creek 2 | FALSE | FALSE | TRUE | FALSE | Advanced Energy Systems 1 LP |  | Revelstoke | BC | 51.002 | -118.192 | operating | 2008 |  | 2017 | [15 empty] | BC IPPs |  | 0.5 |  | 6000 | [27 empty] | Yes
100338 | Fraser Richmond Soil & Fiber, Energy Garden | TRUE | FALSE | TRUE | FALSE | Harvest Power Canada Ltd |  | Richmond | BC | 49.167 | -123.134 | operating | 2013 |  | 2015 | 562 | [14 empty] | CEEDC Cogen survey 2019 |  | 1 |  | 8000 |  |  |  | Yes | 8000 | 1 |  |  | 1 |  | 8000 | [11 empty] | Yes
100339 | Alexandra District Energy Utility | FALSE | TRUE | FALSE | FALSE | Lulu Island Energy Company | Corix Utilities Inc. (operator on contract) | Richmond | BC | 49.168 | -123.133 | operating | 2012 |  | 2017 | 221 |  |  | large | Yes | Yes |  | Yes |  | Yes |  | Yes |  |  |  | CEEDC DE Survey 2019 |  |  | 8.6 |  | 7560 | [51 empty] | No | Yes | Yes |  | 9 | 9 |  | 1680000 | 1680000 |  | 7392 | 7392 |  | Yes | Yes |  | No | No |  | 8.8 | 9.35 |  | 2111.28 | 4927.11 |  | 10 | 25 |  | 5 | 30
100340 | Annacis Island Wastewater Treatment Plant | TRUE | FALSE | TRUE | FALSE | Greater Vancouver Sewerage and Drainage District |  | Richmond | BC | 49.169 | -123.132 | operating | 2000 |  | 2015 | 221 | 1338 | [13 empty] | CEEDC Cogen survey 2019 |  | 3.4 | [5 empty] | Yes |  | 4 |  |  | 3.4
100341 | BCIT Aviation Technology Campus | FALSE | FALSE | TRUE | FALSE |  |  | Richmond | BC | 49.17 | -123.131 | operating | [18 empty] | http://www.geotility.ca/projects.php?type=commercial | [23 empty] | Yes
100342 | Bob McMath Secondary School | FALSE | FALSE | TRUE | FALSE | Bob McMath Secondary School |  | Richmond | BC | 49.171 | -123.13 | operating | 1997 |  |  | 611 | [14 empty] | www.earthenergy.ca/richmond.html |  |  | 0.38 | [20 empty] | Yes
100343 | Cambie | FALSE | FALSE | TRUE | FALSE |  |  | Richmond | BC | 49.172 | -123.129 | operating | [18 empty] | http://www.geotility.ca/projects.php?type=commercial | [23 empty] | Yes
100344 | Iona Island Wastewater Treatment Plant | TRUE | FALSE | TRUE | FALSE | Greater Vancouver Regional District |  | Richmond | BC | 49.173 | -123.128 | operating | 1998 |  | 2015 | 221 | 5189 | [13 empty] | CEEDC Cogen survey 2019 | [20 empty] | Yes | Yes | Yes |  |  |  | Yes |  | Yes
100345 | London-Steveston School | FALSE | FALSE | TRUE | FALSE |  |  | Richmond | BC | 49.174 | -123.127 | operating | [18 empty] | http://www.geotility.ca/projects.php?type=commercial | [23 empty] | Yes
100346 | Oval Village District Energy Utility | FALSE | TRUE | FALSE | FALSE | Lulu Island Energy Company | Corix Utilities Inc. (design, build, finance, operate partner) | Richmond | BC | 49.175 | -123.126 | operating | 2015 |  | 2017 | 221 |  |  | large |  |  |  | Yes |  |  |  | Yes |  |  |  | CEEDC DE Survey 2019 | http://www.luluislandenergy.ca/oval-village-district-energy-utility/ |  | 11 |  | 380 | [51 empty] | No | Yes | No |  | 8 |  |  | 1900000 |  |  | 5714.4 |  |  | Yes |  |  | No |  |  | 11 |  |  | 13156 |  |  | 72.98 |  |  | 57.74
100347 | Samuel Brighouse Elementary School | FALSE | FALSE | TRUE | FALSE |  |  | Richmond | BC | 49.176 | -123.125 | operating | [18 empty] | http://www.integralgroup.com/gallery/educational/samuel-brighouse-elementary-school/ | [23 empty] | Yes
100348 | The Lotus | FALSE | FALSE | TRUE | FALSE |  |  | Richmond | BC | 49.177 | -123.124 | operating | [18 empty] | http://www.geotility.ca/projects.php?type=residential | [23 empty] | Yes
100349 | Gulf Islands Secondary School | FALSE | FALSE | TRUE | FALSE |  |  | Salt Spring Island | BC | 48.817 | -123.509 | operating | 1993 |  |  | 6111 | [14 empty] | Tor Hansen, Yunita & Assoc., 604-382-1414 | [23 empty] | Yes
100350 | Saltspring Elementary School | FALSE | FALSE | TRUE | FALSE | School District 64 (gulf islands) |  | Salt Spring Island | BC | 48.818 | -123.508 | operating | 2001 |  |  | 611 | [17 empty] | 0.106 | [20 empty] | Yes
100351 | Saltspring Library | FALSE | FALSE | TRUE | FALSE |  |  | Salt Spring Island | BC | 48.819 | -123.507 | operating | [18 empty] | http://www.geotility.ca/projects.php?type=commercial | [23 empty] | Yes
100352 | Moresby Lake | FALSE | FALSE | TRUE | FALSE | Atlantic Power Corp. |  | Sandspit | BC | 53.243 | -131.821 | operating | 1990 |  | 2017 | 221 | [14 empty] | Statistics Canada. Electric Power Generating Stations, 2000. |  | 6 |  | 20000 | [27 empty] | Yes
100353 | Saturna Island Community Center | FALSE | FALSE | TRUE | FALSE |  |  | Saturna Island | BC | 48.782 | -123.165 | operating | 2004 |  |  | 713 | [17 empty] | 0.106 | [20 empty] | Yes
100354 | Lower Bear Hydro | FALSE | FALSE | TRUE | FALSE | Bear Hydro LP |  | Sechelt | BC | 49.474 | -123.755 | operating | 2011 |  | 2017 | 2211 | [14 empty] | http://www.bchydro.com/content/dam/BCHydro/customer-portal/documents/corporate/independent-power-producers-calls-for-power/independent-power-producers/independent-power-producers-currently-supplying-power-to-bc-hydro.pdf |  | 10 |  | 46000 | [27 empty] | Yes
100355 | Lower Clowhom | FALSE | FALSE | TRUE | FALSE | Clowhom Power LP |  | Sechelt | BC | 49.475 | -123.754 | operating | 2009 |  | 2017 | 2211 | [14 empty] | http://www.bchydro.com/content/dam/BCHydro/customer-portal/documents/corporate/independent-power-producers-calls-for-power/independent-power-producers/independent-power-producers-currently-supplying-power-to-bc-hydro.pdf |  | 11 |  | 48000 | [27 empty] | Yes
100356 | McNair Creek Hydro | FALSE | FALSE | TRUE | FALSE | McNair Creek Hydro LP |  | Sechelt | BC | 49.476 | -123.753 | operating | 2004 |  | 2017 | 2211 | [14 empty] | http://www.bchydro.com/content/dam/BCHydro/customer-portal/documents/corporate/independent-power-producers-calls-for-power/independent-power-producers/independent-power-producers-currently-supplying-power-to-bc-hydro.pdf |  | 10 |  | 38000 | [27 empty] | Yes
100357 | Salmon Inlet (Sechelt Creek SCG) | FALSE | FALSE | TRUE | FALSE | Regional Power Inc. |  | Sechelt | BC | 49.477 | -123.752 | operating | 1997 |  | 2017 | [15 empty] | http://www.regionalpower.com/projects/in-operation/sechelt-creek/ |  | 16 |  | 68000 | [27 empty] | Yes
100358 | St-Mary's Hospital Expansion | FALSE | FALSE | TRUE | FALSE |  |  | Sechelt | BC | 49.478 | -123.751 | operating | [18 empty] | http://www.geotility.ca/projects.php?type=commercial | [23 empty] | Yes
100359 | Tyson Creek Hydro | FALSE | FALSE | TRUE | FALSE | BluEarth Renewables Inc. |  | Sechelt | BC | 49.479 | -123.75 | operating | 2009 |  | 2017 | 2211 | [14 empty] | http://www.bchydro.com/content/dam/BCHydro/customer-portal/documents/corporate/independent-power-producers-calls-for-power/independent-power-producers/independent-power-producers-currently-supplying-power-to-bc-hydro.pdf |  | 9 |  | 54000 | [27 empty] | Yes
100360 | Upper Bear Hydro | FALSE | FALSE | TRUE | FALSE | Bear Hydro LP |  | Sechelt | BC | 49.48 | -123.749 | operating | 2012 |  | 2017 | 2211 | [14 empty] | http://www.bchydro.com/content/dam/BCHydro/customer-portal/documents/corporate/independent-power-producers-calls-for-power/independent-power-producers/independent-power-producers-currently-supplying-power-to-bc-hydro.pdf |  | 10 |  | 73000 | [27 empty] | Yes
100361 | Upper Clowhom | FALSE | FALSE | TRUE | FALSE | Clowhom Power LP |  | Sechelt | BC | 49.481 | -123.748 | operating | 2009 |  | 2017 | 2211 | [14 empty] | http://www.bchydro.com/content/dam/BCHydro/customer-portal/documents/corporate/independent-power-producers-calls-for-power/independent-power-producers/independent-power-producers-currently-supplying-power-to-bc-hydro.pdf |  | 11 |  | 48000 | [27 empty] | Yes
100362 | Seton | FALSE | FALSE | TRUE | FALSE | BC Hydro |  | Seton Creek | BC | 50.687 | -122.106 | operating | 1956 |  | 2017 | 2211 | [14 empty] | Statistics Canada. Electric Power Generating Stations, 2000. |  | 48 |  | 321000 | [27 empty] | Yes
100363 | Shuswap Falls Generating Plant | FALSE | FALSE | TRUE | FALSE | BC Hydro |  | Shuswap River | BC | 50.731 | -119.038 | operating | 1929 |  | 2017 | 2211 | [14 empty] | Statistics Canada. Electric Power Generating Stations, 2000. |  | 6 |  | 40000 | [27 empty] | Yes
100364 | Tembec, Skookumchuck | TRUE | FALSE | TRUE | FALSE | Tembec |  | Skookumchuck | BC | 49.912 | -115.734 | operating | 2001 |  | 2015 | 322 | [14 empty] | CEEDC Cogen survey 2019 | [16 empty] | Yes |  |  |  |  | Yes | Yes | [11 empty] | 409896 |  |  |  |  | 2792242 | 6787316
100365 | Arrow Lakes Generating Station | FALSE | FALSE | TRUE | FALSE | Columbia Power | Columbia Basin Trust | Slocan | BC | 49.763 | -117.47 | operating | 2002 |  | 2017 | 221 | [14 empty] | BC IPPs |  | 185 |  | 767000 | [27 empty] | Yes
100366 | Woodland Creek | FALSE | FALSE | TRUE | FALSE |  |  | Sooke | BC | 48.374 | -123.736 | operating | [18 empty] | http://www.geotility.ca/projects.php?type=residential | [23 empty] | Yes
100367 | Poet's Cove | FALSE | FALSE | TRUE | FALSE |  |  | South Pender Island | BC | 48.75 | -123.211 | operating | 2003 |  |  | 721 | [38 empty] | Yes
100368 | Spillimacheen | FALSE | FALSE | TRUE | FALSE | BC Hydro |  | Spillimacheen | BC | 50.906 | -116.365 | operating | 1955 |  | 2017 | 2211 | [14 empty] | Statistics Canada. Electric Power Generating Stations, 2000. |  | 4 |  | 23000 | [27 empty] | Yes
100369 | Ashlu Creek Water Power | FALSE | FALSE | TRUE | FALSE | Innergex Inc. |  | Squamish | BC | 49.702 | -123.156 | operating | 2009 |  | 2017 | 2211 | [14 empty] | http://www.bchydro.com/content/dam/BCHydro/customer-portal/documents/corporate/independent-power-producers-calls-for-power/independent-power-producers/independent-power-producers-currently-supplying-power-to-bc-hydro.pdf |  | 50 |  | 269000 | [27 empty] | Yes
100370 | Box Canyon Hydro | FALSE | FALSE | TRUE | FALSE | Box Canyon Hydro Corp. | Sound Energy Inc. | Squamish | BC | 49.703 | -123.155 | operating | 2016 |  | 2017 | [15 empty] | http://www.elementalenergy.ca/projects/ |  | 15 |  | 47000 | [27 empty] | Yes
100371 | Culliton Creek Hydro | FALSE | FALSE | TRUE | FALSE | Culliton Creek Power LP |  | Squamish | BC | 49.704 | -123.154 | operating | 2016 |  | 2017 | [15 empty] | BC IPPs |  | 15 |  | 74000 | [27 empty] | Yes
100372 | Mamquam Hydro | FALSE | FALSE | TRUE | FALSE | Atlantic Power Corp. |  | Squamish | BC | 49.705 | -123.153 | operating | 1996 |  | 2017 | 221 | [14 empty] | Statistics Canada. Electric Power Generating Stations, 2000. |  | 58 |  | 250000 | [27 empty] | Yes
100373 | Skookum Power (aka Mamquam Skookum) | FALSE | FALSE | TRUE | FALSE | Skookum Creek Power Partnership |  | Squamish | BC | 49.706 | -123.152 | operating | 2013 |  | 2017 | [15 empty] | BC IPPs |  | 25 |  | 102000 | [27 empty] | Yes
100374 | Squamish Power Project | FALSE | FALSE | TRUE | FALSE | Woodfibre LNG Ltd. |  | Squamish | BC | 49.707 | -123.151 | operating |  |  | 2017 | [15 empty] | BC IPPs |  | 1 |  | 11000 | [27 empty] | Yes
100375 | Upper Mamquam Hydro | FALSE | FALSE | TRUE | FALSE | TransAlta Corp. |  | Squamish | BC | 49.708 | -123.15 | operating | 2005 |  | 2017 | 221 | [14 empty] | http://www.transalta.com/facilities/plants-operation/upper-mamquam |  | 25 |  | 108000 | [27 empty] | Yes
100376 | Stave Falls | FALSE | FALSE | TRUE | FALSE | BC Hydro |  | Stave Lake | BC | 49.358 | -122.296 | operating | 1911 |  | 2017 | 2211 | [14 empty] | Statistics Canada. Electric Power Generating Stations, 2000. |  | 91 |  | 362000 | [27 empty] | Yes
100377 | Forrest Kerr Hydroelectric | FALSE | FALSE | TRUE | FALSE | AltaGas Ltd. |  | Stewart | BC | 55.941 | -129.988 | operating | 2014 |  | 2017 | [15 empty] | http://www.altagas.ca/our-infrastructure/operations/forrest-kerr-hydroelectric-facility |  | 195 |  | 935000 | [27 empty] | Yes
100378 | Long Lake Hydro | FALSE | FALSE | TRUE | FALSE | Long Lake Joint Venture |  | Stewart | BC | 55.942 | -129.987 | operating | 2013 |  | 2017 | [15 empty] | http://www.regionalpower.com/projects/in-operation/long-lake/ |  | 31 |  | 153000 | [27 empty] | Yes
100379 | McLymont Creek Hydroelectric Facility | FALSE | FALSE | TRUE | FALSE | AltaGas Ltd. |  | Stewart | BC | 55.943 | -129.986 | operating | 2015 |  | 2017 | [15 empty] | http://www.altagas.ca/our-infrastructure/operations/mclymont-creek-hydroelectric-facility |  | 66 |  | 244000 | [27 empty] | Yes
100380 | Volcano Creek | FALSE | FALSE | TRUE | FALSE | AltaGas Ltd. |  | Stewart | BC | 55.944 | -129.985 | operating | 2015 |  | 2017 | [15 empty] | http://investnorthwestbc.ca/major-projects-and-investment-opportunities/map-view/forrest-kerr/volcano-creek-hydroelectric-project |  | 18 |  | 51000 | [27 empty] | Yes
100381 | Adams Road Elementary School | FALSE | FALSE | TRUE | FALSE |  |  | Surrey | BC | 49.104 | -122.801 | operating | [18 empty] | http://www.geotility.ca/projects.php?type=commercial | [23 empty] | Yes
100382 | Elgin Oaks Town Homes | FALSE | FALSE | TRUE | FALSE |  |  | Surrey | BC | 49.105 | -122.8 | operating | [18 empty] | http://groundsourcedrilling.com/commercial.html | [23 empty] | Yes
100383 | Elim Buildings C,D,K and Complex Care | FALSE | FALSE | TRUE | FALSE |  |  | Surrey | BC | 49.106 | -122.799 | operating | [18 empty] | http://www.jadewest.com/projects/sustainable-design/geothermal/ | [23 empty] | Yes
100384 | Peace Arch Visitor Center | FALSE | FALSE | TRUE | FALSE |  |  | Surrey | BC | 49.107 | -122.798 | operating |  |  |  | 912 | [38 empty] | Yes
100385 | Ram Office Building | FALSE | FALSE | TRUE | FALSE |  |  | Surrey | BC | 49.108 | -122.797 | operating | [18 empty] | http://www.jadewest.com/projects/sustainable-design/geothermal/ | [23 empty] | Yes
100386 | Semiahmoo Housing Society Office Building | FALSE | FALSE | TRUE | FALSE |  |  | Surrey | BC | 49.109 | -122.796 | operating | [18 empty] | http://www.jadewest.com/projects/sustainable-design/geothermal/ | [23 empty] | Yes
100387 | South Surrey Recreation Centre | FALSE | FALSE | TRUE | FALSE |  |  | Surrey | BC | 49.11 | -122.795 | operating | [18 empty] | http://www.geotility.ca/projects.php?type=commercial | [23 empty] | Yes
100388 | Surrey Memorial Hospital | FALSE | TRUE | FALSE | FALSE | Fraser Health |  | Surrey | BC | 49.111 | -122.794 | operating | 1959 |  | 2017 | 622 |  |  | Large |  |  | Yes | [8 empty] | CEEDC DE Survey 2019
100389 | Surrey School District Education and Conference Centre | FALSE | FALSE | TRUE | FALSE |  |  | Surrey | BC | 49.112 | -122.793 | operating | [18 empty] | http://www.geotility.ca/projects.php?type=commercial | [23 empty] | Yes
100390 | Will's Creek Townhouses | FALSE | FALSE | TRUE | FALSE |  |  | Surrey | BC | 49.113 | -122.792 | operating | [18 empty] | http://www.jadewest.com/projects/sustainable-design/geothermal/ | [23 empty] | Yes
100391 | Woodward Hill School | FALSE | FALSE | TRUE | FALSE |  |  | Surrey | BC | 49.114 | -122.791 | operating | [18 empty] | http://www.sonicdrilling.com/geothermal_site/Woodward%20Hill%20project.html | [23 empty] | Yes
100392 | Surrey City Energy | FALSE | TRUE | FALSE | FALSE | City of Surrey |  | Surrey | BC | 49.115 | -122.79 | operating | 2015 |  | 2015 | 221 |  |  | large |  |  |  | Yes |  |  | Yes | Yes |  |  |  | CEEDC DE Survey 2019 |  |  | 5.5 |  | 1479 | [11 empty] | Yes | [6 empty] | Yes | [10 empty] | 82941 | [6 empty] | 4078.8 | [10 empty] | Yes | 1490.4 |  |  | No | Yes | No |  | 12 |  |  | 2745626 |  |  | 4706.8 |  |  | No |  |  | No |  |  | 20 |  |  | 24578 |  |  | 75 |  |  | 50
100393 | Barr Creek | FALSE | FALSE | TRUE | FALSE | Synex Energy Resources Ltd. | Ehattesat Tribe | Tahsis | BC | 49.928 | -126.657 | operating | 2012 |  | 2017 | 2211 | [14 empty] | http://www.bchydro.com/content/dam/BCHydro/customer-portal/documents/corporate/independent-power-producers-calls-for-power/independent-power-producers/independent-power-producers-currently-supplying-power-to-bc-hydro.pdf |  | 4 |  | 16000 | [27 empty] | Yes
100394 | McMahon Cogeneration Plant | TRUE | FALSE | TRUE | FALSE | ATCO Power | Spectra Energy | Taylor | BC | 56.153 | -120.681 | operating | 1993 |  | 2015 | 221 | 7959 | [13 empty] | CEEDC Cogen survey 2019 |  | 120 |  | 1051200 |  |  |  | Yes | 8760 | 2 | SCGT |  | 120 |  | 1051200 |  | Yes |  |  |  |  | Yes
100396 | Telkwa Faith Reformed Church | FALSE | FALSE | TRUE | FALSE |  |  | Telkwa | BC | 54.695 | -127.048 | operating | 2003 |  |  | 813 | [17 empty] | 0.211 | [20 empty] | Yes
100397 | Telkwa | FALSE | TRUE | FALSE | FALSE |  |  | Telkwa | BC | 54.696 | -127.047 | operating | 2013 |  | 2017 |  |  |  | Small | [11 empty] | http://www.toolkit.bc.ca/Success-Story/Telkwa%E2%80%99s-Deep-Collaboration-Mini-Biomass-District-Heating-System |  |  | 0.3 | [13 empty] | Yes |  |  |  |  | Yes
100398 | Dasque - Middle | FALSE | FALSE | TRUE | FALSE | BluEarth Renewables Inc. |  | Terrace | BC | 54.518 | -128.603 | operating | 2015 |  | 2017 | [15 empty] | BC IPPs |  | 20 |  | 81000 | [27 empty] | Yes
100400 | Esowista First Nation Community | FALSE | FALSE | TRUE | FALSE |  |  | Tofino | BC | 49.153 | -125.907 | operating | [18 empty] | http://www.geotility.ca/projects.php?type=commercial | [23 empty] | Yes
100401 | Pacific Sands Beach Resort | FALSE | FALSE | TRUE | FALSE |  |  | Tofino | BC | 49.154 | -125.906 | operating | 2004 |  |  | 721 | [17 empty] | 0.317 | [20 empty] | Yes
100402 | Tla-o-qui-aht First Nation | FALSE | TRUE | FALSE | FALSE | Tla-o-qui-aht First Nation |  | Tofino | BC | 49.155 | -125.905 | operating | 2011 |  | 2014 | 814 |  |  | rural | [7 empty] | Yes |  |  |  | CIEEDAC DE Survey 2014 |  |  |  |  | 641 | [18 empty] | Yes | [9 empty] | Yes | [22 empty] | Yes | Yes | No | 45 |  |  | 56705 |  |  | 19680 |  |  | No | [9 empty] | 641
100403 | Southpointe Academy | FALSE | FALSE | TRUE | FALSE |  |  | Tsawwassen | BC | 49.018 | -123.082 | operating | [18 empty] | http://www.geotility.ca/projects.php?type=commercial | [23 empty] | Yes
100404 | Tsawwassen Golf course Apartments | FALSE | FALSE | TRUE | FALSE |  |  | Tsawwassen | BC | 49.019 | -123.081 | operating | [18 empty] | http://www.geotility.ca/projects.php?type=Multi-Family | [23 empty] | Yes
100405 | Tsawwassen Springs | FALSE | FALSE | TRUE | FALSE |  |  | Tsawwassen | BC | 49.02 | -123.08 | operating | [18 empty] | http://www.geotility.ca/projects.php?type=Multi-Family | [23 empty] | Yes
100408 | Quality Wind | FALSE | FALSE | TRUE | FALSE | Capital Power Corp. |  | Tumbler Ridge | BC | 55.126 | -120.993 | operating | 2012 |  | 2017 | 2211 | [14 empty] | CanWEA |  | 142.2 | [30 empty] | Yes
100412 | Canoe Creek Hydro | FALSE | FALSE | TRUE | FALSE | Canoe Creek Hydro Company |  | Ucluelet | BC | 48.942 | -125.546 | operating | 2010 |  | 2017 | [15 empty] | BC IPPs |  | 6 |  | 16000 | [27 empty] | Yes
100413 | Haa-ak-suuk Creek Hydro | FALSE | FALSE | TRUE | FALSE | Haa-ak-suuk Creek Hydro LP |  | Ucluelet | BC | 48.943 | -125.545 | operating | 2014 |  | 2017 | [15 empty] | BC IPPs |  | 6 |  | 21000 | [27 empty] | Yes
100415 | Hauer Creek (aka Tete) | FALSE | FALSE | TRUE | FALSE | Hauer Creek Power Inc. |  | Valemount | BC | 52.831 | -119.264 | operating | 2007 |  | 2017 | 2211 | [14 empty] | http://www.bchydro.com/content/dam/BCHydro/customer-portal/documents/corporate/independent-power-producers-calls-for-power/independent-power-producers/independent-power-producers-currently-supplying-power-to-bc-hydro.pdf |  | 2 |  | 13000 | [27 empty] | Yes
100416 | Hystad Creek Hydro | FALSE | FALSE | TRUE | FALSE | Valemount Hydro LP |  | Valemount | BC | 52.832 | -119.263 | operating | 1989 |  | 2017 | 221 | [14 empty] | http://www.bchydro.com/info/ipp/ipp8539.html, |  | 6 |  | 20000 | [27 empty] | Yes
100417 | 50 Water Street | FALSE | FALSE | TRUE | FALSE |  |  | Vancouver | BC | 49.284 | -123.12 | operating | [18 empty] | http://www.integralgroup.com/gallery/commercial/50-water-street/ | [23 empty] | Yes
100418 | BC Children and Women's Hospital | FALSE | TRUE | FALSE | FALSE | Rian Dodds | Zoltan Nagy-Gyorgy | Vancouver | BC | 49.285 | -123.119 | operating | 1957 |  | 2017 | 622 |  |  | Large |  |  | Yes | [8 empty] | CEEDC DE Survey 2019
100419 | Caper's Building | FALSE | FALSE | TRUE | FALSE | Kalico Developments Ltd. & Salt Lick Projects Ltd. |  | Vancouver | BC | 49.286 | -123.118 | operating | 1993 |  |  | 531 | [14 empty] | NRCAN, www.newcity.ca/Pages/capers_building.html, www.negeothermal.com/negsite/Casestudies/Com/apartment.pdf |  |  | 0.739 | [20 empty] | Yes
100420 | Creative Energy | FALSE | TRUE | FALSE | FALSE | Creative Energy |  | Vancouver | BC | 49.287 | -123.117 | operating | 1970 |  | 2014 |  |  |  | large | Yes | Yes |  | Yes |  |  | Yes | Yes |  |  |  | CIEEDAC DE Survey 2014 |  |  | 237 |  | 350000 | [11 empty] | Yes | [39 empty] | Yes | No | No | 220 |  |  | 38994240 |  |  | 44936 |  |  | Yes | [5 empty] | 237 |  |  | 350000
100421 | Centre for Digital Media | FALSE | FALSE | TRUE | FALSE |  |  | Vancouver | BC | 49.288 | -123.116 | operating | [18 empty] | http://www.geotility.ca/projects.php?type=commercial | [23 empty] | Yes
100422 | Cielo Condominium | FALSE | FALSE | TRUE | FALSE |  |  | Vancouver | BC | 49.289 | -123.115 | operating |  |  |  | 814 | [38 empty] | Yes
100423 | City of Vancouver Works Building | FALSE | FALSE | TRUE | FALSE |  |  | Vancouver | BC | 49.29 | -123.114 | operating | 2004 |  |  | 912 | [17 empty] | 0.176 | [20 empty] | Yes
100424 | Coastal Ford | FALSE | FALSE | TRUE | FALSE |  |  | Vancouver | BC | 49.291 | -123.113 | operating | [18 empty] | http://www.geotility.ca/projects.php?type=commercial | [23 empty] | Yes
100425 | Crofton House School | FALSE | FALSE | TRUE | FALSE |  |  | Vancouver | BC | 49.292 | -123.112 | operating | [18 empty] | http://www.geotility.ca/projects.php?type=commercial | [23 empty] | Yes
100427 | Flat Iron | FALSE | FALSE | TRUE | FALSE |  |  | Vancouver | BC | 49.293 | -123.111 | operating | [18 empty] | http://www.geotility.ca/projects.php?type=Multi-Family | [23 empty] | Yes
100428 | Jasmes Douglas Elementary School | FALSE | FALSE | TRUE | FALSE |  |  | Vancouver | BC | 49.294 | -123.11 | operating | [18 empty] | http://www.integralgroup.com/gallery/educational/james-douglas-elementary-school/ | [23 empty] | Yes
100429 | Langara College Libraray | FALSE | FALSE | TRUE | FALSE |  |  | Vancouver | BC | 49.295 | -123.109 | operating | [18 empty] | http://www.integralgroup.com/gallery/educational/langara-college-library/ | [23 empty] | Yes
100430 | Lumen at Granville Island | FALSE | FALSE | TRUE | FALSE |  |  | Vancouver | BC | 49.296 | -123.108 | operating | [18 empty] | http://www.geotility.ca/projects.php?type=Multi-Family | [23 empty] | Yes
100432 | Mount Pleasant Community Centre | FALSE | FALSE | TRUE | FALSE |  |  | Vancouver | BC | 49.297 | -123.107 | operating | [18 empty] | http://www.geotility.ca/projects.php?type=commercial | [23 empty] | Yes
100433 | River District Energy | FALSE | TRUE | FALSE | FALSE | Wesgroup Properties |  | Vancouver | BC | 49.298 | -123.106 | operating | 2012 |  | 2018 | 221 |  |  | large | [7 empty] | Yes |  |  |  | CEEDC DE Survey 2019 |  |  | 3 | [13 empty] | Yes | [39 empty] | No | Yes | No |  | 8 |  |  | 1449727.08 |  |  | 1640 |  |  | No | [5 empty] | 3 |  |  | 12293
100434 | SEFC Neighbourhood Energy Utility | FALSE | TRUE | FALSE | FALSE | City of Vancouver |  | Vancouver | BC | 49.299 | -123.105 | operating | 2010 |  | 2017 | 221 |  |  | large | Yes | Yes |  | Yes |  |  | Yes | Yes |  |  |  | CEEDC DE Survey 2019 |  |  | 20 |  | 26703 | [11 empty] | Yes |  |  |  | Yes |  |  |  | Yes | [9 empty] | 77018 |  |  |  | 19461 |  |  |  | 69148 | [9 empty] | Yes | 7257.6 |  |  | No | Yes | No |  | 32 |  |  | 5170000 |  |  | 9840 |  |  | No |  |  | No |  |  | 27 |  |  | 45137 |  |  | 65 |  |  | 50
100435 | Station Street Social Housing Project | FALSE | FALSE | TRUE | FALSE |  |  | Vancouver | BC | 49.3 | -123.104 | operating | [18 empty] | http://www.geotility.ca/projects.php?type=Multi-Family | [23 empty] | Yes
100436 | Sunset Community Centre | FALSE | FALSE | TRUE | FALSE |  |  | Vancouver | BC | 49.301 | -123.103 | operating | [18 empty] | http://www.geotility.ca/projects.php?type=commercial | [23 empty] | Yes
100437 | TELUS Garden Building | FALSE | TRUE | FALSE | FALSE |  |  | Vancouver | BC | 49.302 | -123.102 | operating | 2015 |  | 2017 |  |  |  | large | [11 empty] | https://www.energy-manager.ca/news/vancouvers-telus-garden-receives-leed-platinum-certification-2605 | http://www.vancouversun.com/entertainment/movie-guide/Telus+Garden+opens+doors+employees/11166932/story.html | [23 empty] | Yes
100438 | The Donovan | FALSE | FALSE | TRUE | FALSE |  |  | Vancouver | BC | 49.303 | -123.101 | operating | [18 empty] | http://www.geotility.ca/projects.php?type=Multi-Family | [23 empty] | Yes
100439 | The Mantra | FALSE | FALSE | TRUE | FALSE |  |  | Vancouver | BC | 49.304 | -123.1 | operating | [18 empty] | http://www.jadewest.com/projects/sustainable-design/geothermal/ | [23 empty] | Yes
100440 | The Terminus | FALSE | FALSE | TRUE | FALSE |  |  | Vancouver | BC | 49.305 | -123.099 | operating | [18 empty] | http://www.geotility.ca/projects.php?type=commercial | [23 empty] | Yes
100441 | Bioenergy Research Demonstration Facility | TRUE | FALSE | TRUE | FALSE | Nexterra, GE |  | Vancouver | BC | 49.306 | -123.098 | operating |  |  | 2015 | 221 | [14 empty] | CEEDC Cogen survey 2019 |  | 2 | 3 | 15000 |  |  |  | Yes |  | 1 | GE |  | 2 | 3 | 15000 | [6 empty] | Yes | [17 empty] | 225000
100442 | Vancouver Cane Refinery | TRUE | FALSE | TRUE | FALSE |  |  | Vancouver | BC | 49.307 | -123.097 | operating | 1973 |  | 2017 | 311 | [14 empty] | CEEDC Cogen survey 2019 |  | 3 | 3.778 | 14000 | 17629 | 0.8 |  | No |  | 1 | BPST |  | 3 | 3.778 | 14000 | 17629 | [5 empty] | Yes
100443 | Vancouver General Hospital | FALSE | TRUE | FALSE | FALSE | Vancouver Coastal Health |  | Vancouver | BC | 49.308 | -123.096 | operating | 2007 |  | 2017 | 622 |  |  | Large |  | Yes | Yes | Yes |  |  | Yes |  |  |  |  | CEEDC DE Survey 2019
100444 | Vancouver Landfill | TRUE | FALSE | TRUE | FALSE | TransAlta Energy Corp. |  | Vancouver | BC | 49.309 | -123.095 | operating | 2002 |  | 2017 | 221 | [14 empty] | CEEDC Cogen survey 2019 |  | 9 |  |  |  | 0.05 | 0.95 | Yes |  | 2 | GE |  | 9 | [7 empty] | Yes
100445 | VanDusen Botanical Gardens | FALSE | FALSE | TRUE | FALSE |  |  | Vancouver | BC | 49.31 | -123.094 | operating | [18 empty] | http://www.geotility.ca/projects.php?type=commercial | [23 empty] | Yes
100446 | Viterra Grain Terminal | FALSE | FALSE | TRUE | FALSE |  |  | Vancouver | BC | 49.311 | -123.093 | operating | [18 empty] | http://www.jadewest.com/projects/sustainable-design/geothermal/ | [23 empty] | Yes
100447 | West Pender Place | FALSE | FALSE | TRUE | FALSE |  |  | Vancouver | BC | 49.312 | -123.092 | operating | [18 empty] | http://www.geotility.ca/projects.php?type=Multi-Family | [23 empty] | Yes
100448 | University of British Columbia | TRUE | TRUE | TRUE | FALSE | University of British Columbia |  | Vancouver | BC | 49.313 | -123.091 | operating | 1925 |  | 2017 | 221 | 29129 |  | large | Yes | Yes |  | Yes |  |  | Yes | Yes |  |  |  | CEEDC Cogen survey 2019 |  | 1.96 | 57.8 | 15379 | 164706 | 1 |  | Yes | 7881 | 1 | GE | 2012 | 1.96 | 57.8 | 15379 | 164706 | Yes |  |  |  | Yes | Yes | [12 empty] | 538650 |  |  |  | 64486 | 166878 | [12 empty] | Yes | 13809.6 |  |  | Yes | Yes | No | 9 | 137 |  | 1080000 | 9600000 |  | 11620 | 43824 |  | Yes | Yes |  | No | No |  | 9.4 | 46 |  | 42674 | 107219 |  | 170 | 90 |  | 70 | 70 |  | 0.84
100449 | Hesquiaht School | FALSE | FALSE | TRUE | FALSE |  |  | Vancouver Island | BC | 49.651 | -125.449 | operating | [18 empty] | http://www.geotility.ca/projects.php?type=commercial | [23 empty] | Yes
100450 | Coldstream Elementary School | FALSE | FALSE | TRUE | FALSE |  |  | Vernon | BC | 50.267 | -119.272 | operating | [18 empty] | http://www.geotility.ca/projects.php?type=commercial | [23 empty] | Yes
100451 | Kal Tire Head Office | FALSE | FALSE | TRUE | FALSE |  |  | Vernon | BC | 50.268 | -119.271 | operating | [18 empty] | http://www.integralgroup.com/gallery/office/kal-tire-head-office/ | [23 empty] | Yes
100452 | Sparkling Hill Resort | FALSE | FALSE | TRUE | FALSE |  |  | Vernon | BC | 50.269 | -119.27 | operating | [18 empty] | http://www.geotility.ca/projects.php?type=commercial | [23 empty] | Yes
100453 | Tekmar Control Systems Ltd. | FALSE | FALSE | TRUE | FALSE | Geotility |  | Vernon | BC | 50.27 | -119.269 | operating |  |  |  | 333 | [14 empty] | http://www.geotility.ca/projects.htm and www.tekmarcontrols.com | [23 empty] | Yes
100454 | 1005 Langley Street | FALSE | FALSE | TRUE | FALSE |  |  | Victoria | BC | 48.428 | -123.366 | operating | [18 empty] | http://www.geotility.ca/projects.php?type=commercial | [23 empty] | Yes
100455 | Dockside Green Energy System | FALSE | TRUE | FALSE | FALSE | Dockside Green Energy LLP |  | Victoria | BC | 48.429 | -123.365 | operating | 2009 |  | 2017 |  |  |  | large |  |  |  | Yes |  |  |  | Yes |  |  |  | CIEEDAC DE Survey 2015 | http://docksidegreenenergy.com/the_energy_system.html |  | 62.4239 |  | 1223.18 | [11 empty] | Yes |  |  |  |  | Yes | [12 empty] | 10135 | [21 empty] | No | Yes | No |  | 5 |  |  | 298676 |  |  | 3280 |  |  | Yes | [5 empty] | 62.4239 |  |  | 1223.18
100456 | Jaguar - Land Rover Dealership | FALSE | FALSE | TRUE | FALSE |  |  | Victoria | BC | 48.43 | -123.364 | operating | [18 empty] | http://www.geotility.ca/projects.php?type=commercial | [23 empty] | Yes
100457 | North Saanich Middle School | FALSE | FALSE | TRUE | FALSE |  |  | Victoria | BC | 48.431 | -123.363 | operating | [18 empty] | http://www.geotility.ca/projects.php?type=commercial | [23 empty] | Yes
100458 | Rainbow Hill | FALSE | FALSE | TRUE | FALSE |  |  | Victoria | BC | 48.432 | -123.362 | operating | [18 empty] | http://groundsourcedrilling.com/commercial.html | [23 empty] | Yes
100459 | Royal Jubilee Hospital | FALSE | TRUE | FALSE | FALSE |  |  | Victoria | BC | 48.433 | -123.361 | operating | [6 empty] | large
100460 | Shoal Point, Fisherman's Warf | FALSE | FALSE | TRUE | FALSE |  |  | Victoria | BC | 48.434 | -123.36 | operating | 2003 |  |  | 722 | [38 empty] | Yes
100461 | Songhees First Nation | FALSE | FALSE | TRUE | FALSE |  |  | Victoria | BC | 48.435 | -123.359 | operating | [18 empty] | http://www.geotility.ca/projects.php?type=commercial | [23 empty] | Yes
100462 | University of Victoria | FALSE | TRUE | FALSE | FALSE |  |  | Victoria | BC | 48.436 | -123.358 | operating | 1968 |  | 2017 |  |  |  | large | [11 empty] | http://www.uvic.ca/home/about/campus-news/2016+district-energy-plant+ring | [16 empty] | Yes
100463 | Victoria General Hospital | FALSE | TRUE | FALSE | FALSE |  |  | Victoria | BC | 48.437 | -123.357 | operating | [6 empty] | large
100464 | Westhills | FALSE | TRUE | FALSE | FALSE | Sustainable Services Ltd. |  | Victoria | BC | 48.438 | -123.356 | operating | 2011 |  | 2014 | 814 |  |  | large | Yes | [6 empty] | Yes |  |  |  | CIEEDAC DE Survey 2014 |  |  | 3.95 |  | 1734 | [18 empty] | Yes | [32 empty] | No | Yes | Yes |  | 302 | 302 |  | 725267 | 725267 |  | 15055 | 15055 |  | Yes | Yes |  |  |  |  | 2.26 | 1.69 |  | 1317 | 417
100465 | Wahleach | FALSE | FALSE | TRUE | FALSE | BC Hydro |  | Wahleach Lake | BC | 49.233 | -121.612 | operating | 1952 |  | 2017 | 2211 | [14 empty] | Statistics Canada. Electric Power Generating Stations, 2000. |  | 65 |  | 282000 | [27 empty] | Yes
100466 | Eagle Lake Micro Hydro at C2 Reservoir | FALSE | FALSE | TRUE | FALSE | Pacific Cascade Hydro Inc. |  | West Vancouver | BC | 49.335 | -123.167 | operating | 2003 |  | 2017 | 221 | [14 empty] | http://www.bchydro.com/info/ipp/ipp8541.html |  | 0.2 |  | 1200 | [27 empty] | Yes
100467 | Rockridge Secondary School | FALSE | FALSE | TRUE | FALSE | Rockridge Secondary School |  | West Vancouver | BC | 49.336 | -123.166 | planned | 2017 | [17 empty] | https://archive.news.gov.bc.ca/releases/news_releases_2009-2013/2011ENER0043-000703.htm | [30 empty] | Yes
100468 | Whatshan | FALSE | FALSE | TRUE | FALSE | BC Hydro |  | Whatshan Lake | BC | 50.026 | -118.104 | operating | 1952 |  | 2017 | 221 | [14 empty] | Statistics Canada. Electric Power Generating Stations, 2000. |  | 54 |  | 124000 | [27 empty] | Yes
100469 | Beaver Flats | FALSE | FALSE | TRUE | FALSE |  |  | Whistler | BC | 50.116 | -122.957 | operating | 2002 |  |  | 814 | [38 empty] | Yes
100470 | Brandywine Creek Small Hydro | FALSE | FALSE | TRUE | FALSE | Rockford Energy Corp. |  | Whistler | BC | 50.117 | -122.956 | operating | 2005 |  | 2017 | 2211 | [14 empty] | http://www.bchydro.com/content/dam/BCHydro/customer-portal/documents/corporate/independent-power-producers-calls-for-power/independent-power-producers/independent-power-producers-currently-supplying-power-to-bc-hydro.pdf |  | 7.6 |  | 34000 | [27 empty] | Yes
100471 | Fitzsimmons Creek | FALSE | FALSE | TRUE | FALSE | Innergex Inc. | Ledcor Power | Whistler | BC | 50.118 | -122.955 | operating | 2010 |  | 2017 | 2211 | [14 empty] | http://www.bchydro.com/content/dam/BCHydro/customer-portal/documents/corporate/independent-power-producers-calls-for-power/independent-power-producers/independent-power-producers-currently-supplying-power-to-bc-hydro.pdf |  | 8 |  | 36000 | [27 empty] | Yes
100472 | Whistler Wastewater Treatment Plant | FALSE | FALSE | TRUE | FALSE |  |  | Whistler | BC | 50.119 | -122.954 | operating | 2009 | [41 empty] | Yes
100473 | Whistler Wastewater Treatment Plant | FALSE | TRUE | FALSE | FALSE | Whistler |  | Whistler | BC | 50.12 | -122.953 | operating | 2009 |  | 2014 |  |  |  | small | Yes |  |  |  |  | Yes |  | Yes |  |  |  | CIEEDAC DE Survey 2014 | [16 empty] | Yes | [6 empty] | Yes | [32 empty] | Yes | No | No | 68 |  |  | 458376 |  |  | 9840
100474 | Soo River | FALSE | FALSE | TRUE | FALSE | Soo River Hydro |  | Whistler | BC | 50.121 | -122.952 | operating | 1994 |  | 2017 | [15 empty] | BC IPPs |  | 14 |  | 65000 | [27 empty] | Yes
100475 | Spruce Grove Field House | FALSE | FALSE | TRUE | FALSE | Resort Municipality of Whistler |  | Whistler | BC | 50.122 | -122.951 | operating | 2000 |  |  | 713 | [38 empty] | Yes
100476 | Morehead Creek | FALSE | FALSE | TRUE | FALSE | Morehead Valley Hydro Inc. |  | Williams Lake | BC | 52.142 | -122.142 | operating | 1994 |  | 2017 | [15 empty] | BC IPPs |  | 0.11 |  | 500 | [27 empty] | Yes
100477 | Atlantic Power Williams Lake Project | TRUE | FALSE | TRUE | FALSE | Atlantic Power |  | Williams Lake | BC | 52.143 | -122.141 | operating | 1993 |  | 2015 | 221 | [14 empty] | CEEDC Cogen survey 2019 |  | 66 |  | 890000 |  |  |  | Yes |  | 1 |  |  | 66 |  | 890000 | [6 empty] | Yes | [17 empty] | 7600000
100479 | Zeballos Lake | FALSE | FALSE | TRUE | FALSE | Zeballos Lake Hydro LP |  | Zeballos | BC | 49.982 | -126.845 | operating | 2009 |  | 2017 | 2211 | [14 empty] | http://www.bchydro.com/content/dam/BCHydro/customer-portal/documents/corporate/independent-power-producers-calls-for-power/independent-power-producers/independent-power-producers-currently-supplying-power-to-bc-hydro.pdf |  | 22 |  | 93000 | [27 empty] | Yes
100480 | Fisher River Cree Nation Community Geothermal | FALSE | FALSE | TRUE | FALSE | Fisher River Cree Nation |  | Fisher River Cree Nation | MB | 51.445 | -97.361 | operating | [18 empty] | http://news.gov.mb.ca/news/index.html?item=19856 | [23 empty] | Yes
100482 | Avonlea Hutterite Colony | FALSE | TRUE | FALSE | FALSE |  |  | Avonlea | MB | 49.606 | -97.287 | operating | 2013 |  | 2017 |  |  |  | rural | [11 empty] | https://www.hydro.mb.ca/your_business/profiles/profiles_avonlea_hutterite_colony.pdf | [23 empty] | Yes
100483 | Binscarth Curling Club | FALSE | FALSE | TRUE | FALSE |  |  | Binscarth | MB | 50.624 | -101.287 | operating |  |  |  | 7139 | [14 empty] | WaterFurnace International, 800-222-5667 | [23 empty] | Yes
100484 | Brandon Civil Services Building | FALSE | FALSE | TRUE | FALSE |  |  | Brandon | MB | 49.848 | -99.95 | operating |  |  |  | 913 | [14 empty] | Gord Shymko | [23 empty] | Yes
100485 | Brandon University | FALSE | TRUE | FALSE | FALSE | Brandon University |  | Brandon | MB | 49.849 | -99.949 | operating | 1985 |  | 2015 |  |  |  | medium | Yes |  |  | Yes |  |  | Yes | Yes |  |  |  | CIEEDAC DE Survey 2015 |  |  | 10.3135 |  | 4743.964 | [11 empty] | Yes |  | Yes | [14 empty] | Yes | 45938.1086 |  | 38.68 | [14 empty] | 34011.234 |  |  |  |  | Yes | No | Yes | 14 |  | 14 | 635869 |  | 635869 | 16400 |  | 16400 | No |  | No |  |  |  | 7.5 |  | 2.8135 | 4238.61 |  | 505.354
100486 | Central Community Club | FALSE | FALSE | TRUE | FALSE |  |  | Brandon | MB | 49.85 | -99.948 | operating |  |  |  | 7139 | [14 empty] | WaterFurnace International, 800-222-5667 | [23 empty] | Yes
100487 | Riverview Curling Club | FALSE | FALSE | TRUE | FALSE | Icekube Systems |  | Brandon | MB | 49.851 | -99.947 | operating | 1995 |  |  | 713 | [17 empty] | 0.169 | [20 empty] | Yes
100488 | Wuskwatim Generating Station | FALSE | FALSE | TRUE | FALSE | Wuskwatim Power Ltd. |  | Burntwood River | MB | 55.753 | -97.855 | operating | 2012 |  | 2017 | 2211 | [14 empty] | https://www.hydro.mb.ca/corporate/facilities/generating_stations.shtml |  | 211 | [29 empty] | Yes
100489 | Clearwater Curling club | FALSE | FALSE | TRUE | FALSE | Icekube Systems |  | Clearwater | MB | 49.134 | -99.036 | operating | 1991 |  |  | 7139 | [14 empty] | WaterFurnace International, 800-222-5667 and www.arenas.qc.ca/piraq/img/pdf6370Clearwater.pd | [23 empty] | Yes
100490 | Aqua Fish Farms | FALSE | FALSE | TRUE | FALSE |  |  | Garson | MB | 50.077 | -96.704 | operating | 1991 |  |  | 114 | [14 empty] | WaterFurnace International 800-222-5667 | [23 empty] | Yes
100491 | Gimli Recreation Center | FALSE | FALSE | TRUE | FALSE | Gimli Recreation Center |  | Gimli | MB | 50.632 | -96.989 | operating |  |  |  | 713 | [38 empty] | Yes
100492 | Interlake Human Resources Opportunity Centre | FALSE | FALSE | TRUE | FALSE |  |  | Gimli | MB | 50.633 | -96.988 | operating | 1990 |  |  | 6243 | [14 empty] | WaterFurnace International, 800-222-5667 | [23 empty] | Yes
100493 | Gretna Hockey Arena | FALSE | FALSE | TRUE | FALSE | Icekube Systems |  | Gretna | MB | 49.008 | -97.561 | operating | 2000 |  |  | 713 | [17 empty] | 0.211 | [20 empty] | Yes
100494 | Pineland Forest Nursery | TRUE | FALSE | TRUE | FALSE |  |  | Hadashville | MB | 49.677 | -95.908 | operating |  |  | 2015 | 111 | [14 empty] | CEEDC Cogen survey 2019 |  | 0.1 | 0.16 |  |  |  |  | Yes |  | 1 |  |  | 0.1 | 0.16
100495 | Haywood Hall | FALSE | FALSE | TRUE | FALSE |  |  | Haywood | MB | 49.667 | -98.196 | operating |  |  |  | 712 | [14 empty] | WaterFurnace International, 800-222-5667 | [23 empty] | Yes
100496 | Ritchot District Energy - Ile Des Chenes | FALSE | TRUE | FALSE | FALSE | Ile Des Chenes |  | Ile Des Chenes | MB | 49.709 | -96.988 | operating | 2010 |  | 2015 |  |  |  | small | Yes | Yes | [9 empty] | CIEEDAC DE Survey 2015 | [23 empty] | Yes | [9 empty] | Yes | [22 empty] | Yes | No | No | 3 |  |  | 538000 |  |  | 3280 |  |  | Yes |  | Yes
100497 | Calvary Baptist Church | FALSE | FALSE | TRUE | FALSE | Calvary Baptist Church |  | Killarney | MB | 49.182 | -99.665 | operating | 1987 |  |  | 813 | [14 empty] | E.J.Faraci, 204-949-1000 | [23 empty] | Yes
100498 | Park Manor | FALSE | FALSE | TRUE | FALSE | Park Manor Residents |  | Lac du Bonnet | MB | 50.259 | -96.062 | operating | 1998 |  |  | 531 | [14 empty] | www.geo-exchange.ca/en/Pdf/Lac%20du%20Bonnet,%20MB%20Park%20Manor.pdf |  |  | 0.176 | [20 empty] | Yes
100499 | Laurie River No. 1 | FALSE | FALSE | TRUE | FALSE | MB Hydro |  | Laurie River | MB | 56.225 | -101.006 | operating | 1952 |  | 2017 | 221 | [14 empty] | Statistics Canada. Electric Power Generating Stations, 2000. |  | 4.95 | [29 empty] | Yes
100500 | Laurie River No. 2 | FALSE | FALSE | TRUE | FALSE | MB Hydro |  | Laurie River | MB | 56.226 | -101.005 | operating | 1958 |  | 2017 | 221 | [14 empty] | Statistics Canada. Electric Power Generating Stations, 2000. |  | 5.4 | [29 empty] | Yes
100501 | Miami Hockey Arena | FALSE | FALSE | TRUE | FALSE | Icekube Systems |  | Miami | MB | 49.37 | -98.239 | operating | 1998 |  |  | 713 | [17 empty] | 0.176 | [20 empty] | Yes
100502 | Jenpeg | FALSE | FALSE | TRUE | FALSE | MB Hydro |  | Nelson River | MB | 55.39 | -95.315 | operating | 1977 |  | 2017 | 221 | [14 empty] | Statistics Canada. Electric Power Generating Stations, 2000. |  | 129 | [29 empty] | Yes
100503 | Kelsey | FALSE | FALSE | TRUE | FALSE | MB Hydro |  | Nelson River | MB | 55.391 | -95.314 | operating | 1961 |  | 2017 | 221 | [14 empty] | Statistics Canada. Electric Power Generating Stations, 2000. |  | 286 | [29 empty] | Yes
100504 | Kettle | FALSE | FALSE | TRUE | FALSE | MB Hydro |  | Nelson River | MB | 55.392 | -95.313 | operating | 1974 |  | 2017 | 221 | [14 empty] | Statistics Canada. Electric Power Generating Stations, 2000. |  | 1220 | [29 empty] | Yes
100505 | Limestone | FALSE | FALSE | TRUE | FALSE | MB Hydro |  | Nelson River | MB | 55.393 | -95.312 | operating | 1990 |  | 2017 | 221 | [14 empty] | Statistics Canada. Electric Power Generating Stations, 2000. |  | 1340 | [29 empty] | Yes
100506 | Long Spruce | FALSE | FALSE | TRUE | FALSE | MB Hydro |  | Nelson River | MB | 55.394 | -95.311 | operating | 1979 |  | 2017 | 221 | [14 empty] | Statistics Canada. Electric Power Generating Stations, 2000. |  | 1010 | [29 empty] | Yes
100507 | Providence District Heating | FALSE | TRUE | TRUE | FALSE | Providence University College |  | Otterburne | MB | 49.494 | -97.033 | operating | 2011 |  | 2014 |  |  |  | rural |  |  |  | Yes |  |  | Yes | Yes |  |  |  | CIEEDAC DE Survey 2014 |  |  | 1.4654 | [18 empty] | Yes | [34 empty] | No | Yes | No |  | 3 |  |  | 148083 |  |  | 1968 |  |  | No | [5 empty] | 1.4654
100508 | Plum Coullee Hockey Arena | FALSE | FALSE | TRUE | FALSE | Icekube Systems |  | Plum Coulee | MB | 49.191 | -97.76 | operating | 1999 |  |  | 713 | [17 empty] | 0.239 | [20 empty] | Yes
100509 | TransCanada Centre | FALSE | FALSE | TRUE | FALSE |  |  | Ritchot | MB | 49.682 | -97.044 | operating | [18 empty] | http://www.questcanada.org/maps/transcanada-centre | [23 empty] | Yes
100510 | Rosenort Community Centre | FALSE | FALSE | TRUE | FALSE | Icekube Systems |  | Rosenort | MB | 49.458 | -97.433 | operating | 1996 |  |  | 713 | [17 empty] | 0.169 | [20 empty] | Yes
100511 | Sanford Hockey Arena | FALSE | FALSE | TRUE | FALSE | Icekube Systems |  | Sanford | MB | 49.68 | -97.446 | operating | 2001 |  |  | 713 | [17 empty] | 0.229 | [20 empty] | Yes
100512 | Grand Rapids | FALSE | FALSE | TRUE | FALSE | MB Hydro |  | Saskatchewan River | MB | 53.587 | -101.322 | operating | 1968 |  | 2017 | 221 | [14 empty] | Statistics Canada. Electric Power Generating Stations, 2000. |  | 479 | [29 empty] | Yes
100513 | Selkirk Recreation Complex | FALSE | FALSE | TRUE | FALSE | City of Selkirk (Recreation Dept.) |  | Selkirk | MB | 50.144 | -96.875 | operating | 1990 |  |  | 713 | [14 empty] | www.icekubeheat.com/pages/selkirk.html |  |  | 0.224 |  | 840 | [18 empty] | Yes
100514 | CFB Shilo | FALSE | TRUE | FALSE | FALSE | Department of National Defense |  | Shilo | MB | 49.806 | -99.64 | operating | 1953 |  | 2017 | 9111 |  |  | Small | [10 empty] | Yes | CEEDC DE Survey 2019 | [16 empty] | Yes | [39 empty] | Yes | No | No |  |  |  | 90911.99 | [8 empty] | No |  |  | 13.19
100515 | St. Joseph | FALSE | FALSE | TRUE | FALSE | Pattern Energy |  | St. Joseph | MB | 49.133 | -97.392 | operating | 2011 |  | 2017 | 2211 | [14 empty] | CanWEA |  | 138 | [30 empty] | Yes
100516 | St. Leon Phase 3 | FALSE | FALSE | TRUE | FALSE | Liberty Power |  | St. Leon | MB | 49.363 | -98.591 | operating | 2012 |  | 2017 | 2211 | [14 empty] | CanWEA |  | 16.5 | [30 empty] | Yes
100517 | St. Leon Phase 1 | FALSE | FALSE | TRUE | FALSE | Liberty Power |  | St. Leon | MB | 49.364 | -98.59 | operating | 2005 |  | 2017 | 221 | [14 empty] | CanWEA |  | 19.8 | [30 empty] | Yes
100518 | St. Leon Phase 2 | FALSE | FALSE | TRUE | FALSE | Liberty Power |  | St. Leon | MB | 49.365 | -98.589 | operating | 2006 |  | 2017 | 221 | [14 empty] | CanWEA |  | 84.15 | [30 empty] | Yes
100519 | Steinbach Credit Union - Lagimodiere Brance | FALSE | FALSE | TRUE | FALSE |  |  | Steinbach | MB | 49.529 | -96.691 | operating | [18 empty] | http://www.50by30.org/heating-cooling/heating-cooling-examples/heating-cooling-examples-manitoba/ | [23 empty] | Yes
100520 | Steinbach Regional Secondary School | FALSE | FALSE | TRUE | FALSE |  |  | Steinbach | MB | 49.53 | -96.69 | operating | [18 empty] | http://www.geoxergy.com/steinbach-regional-secondary-school/ | [23 empty] | Yes
100521 | Swan Lake Recreation Centre | FALSE | FALSE | TRUE | FALSE | Icekube Systems |  | Swan Lake | MB | 52.501 | -100.779 | operating | 1993 |  |  | 713 | [17 empty] | 0.338 | [20 empty] | Yes
100522 | Tolko Manitoba Kraft Papers | TRUE | FALSE | TRUE | FALSE | Tolko Industries Ltd. |  | The Pas | MB | 53.826 | -101.248 | operating | 2002 |  | 2015 | 322 | 2051 | [13 empty] | CEEDC Cogen survey 2019 | [17 empty] | Yes |  |  |  | Yes | Yes | [12 empty] | 18718791.01 |  |  |  | 1769592 | 3598216
100523 | Vita Hockey Arena | FALSE | FALSE | TRUE | FALSE | Icekube Systems |  | Vita | MB | 49.134 | -96.562 | operating | 2000 |  |  | 713 | [17 empty] | 0.239 | [20 empty] | Yes
100524 | Warren Hockey Arena | FALSE | FALSE | TRUE | FALSE | Icekube Systems |  | Warren | MB | 50.131 | -97.551 | operating | 2006 |  |  | 713 | [17 empty] | 0.422 | [20 empty] | Yes
100525 | Wawanesa Geothermal Residential Subdivision | FALSE | TRUE | TRUE | FALSE |  |  | Wawanesa | MB | 49.596 | -99.687 | operating | [6 empty] | rural | [11 empty] | http://www.questcanada.org/maps/wawanesa-geothermal-residential-subdivision | [23 empty] | Yes
100526 | Stanley Business Centre | FALSE | TRUE | FALSE | FALSE |  |  | Winkler | MB | 49.18 | -97.939 | operating | 2013 |  | 2017 |  |  |  | small | [11 empty] | http://www.gov.mb.ca/ia/energy/geothermal/release.html
100527 | Willow Ridge Place Residential Subdivision | FALSE | FALSE | TRUE | FALSE |  |  | Winkler | MB | 49.181 | -97.938 | operating | [18 empty] | http://willowridgeplace.com/special-features/ | [23 empty] | Yes
100528 | Assiniboine Park Zoo | FALSE | TRUE | FALSE | FALSE |  |  | Winnipeg | MB | 49.895 | -97.138 | operating | 2014 |  | 2017 |  |  |  | Large | [11 empty] | http://www.winnipegsun.com/2015/02/24/zoos-geothermal-system-keeps-polar-bears-cool-guests-warm
100529 | Bridgwater Forest | FALSE | FALSE | TRUE | FALSE |  |  | Winnipeg | MB | 49.896 | -97.137 | operating | [18 empty] | http://www.gov.mb.ca/ia/energy/geothermal/districts.html | [23 empty] | Yes
100530 | Bristol Aerospace Plant (Bldg 7) | FALSE | FALSE | TRUE | FALSE | Bristol Aerospace Limited |  | Winnipeg | MB | 49.897 | -97.136 | operating | 1987 |  |  | 336 | [14 empty] | E.J.Faraci, 204-949-1000 | [23 empty] | Yes
100531 | Canadian Western Bank | FALSE | FALSE | TRUE | FALSE |  |  | Winnipeg | MB | 49.898 | -97.135 | operating | 2011 | [17 empty] | http://revolveengineering.ca/project_cwb.html | [23 empty] | Yes
100532 | Centrepoint Office Buildings | FALSE | FALSE | TRUE | FALSE |  |  | Winnipeg | MB | 49.899 | -97.134 | operating | [18 empty] | http://www.geoxergy.com/commercial-office/ | [23 empty] | Yes
100533 | Concordia Hospital | FALSE | FALSE | TRUE | FALSE |  |  | Winnipeg | MB | 49.9 | -97.133 | operating |  |  |  | 622 | [14 empty] | Gord Shymko | [23 empty] | Yes
100534 | CFB Winnipeg | FALSE | TRUE | FALSE | FALSE | Department of National Defense |  | Winnipeg | MB | 49.901 | -97.132 | operating | 1950 |  | 2014 | 9111 |  |  | large | Yes | Yes |  |  |  | Yes |  | Yes |  |  | Yes | CEEDC DE Survey 2019 |  |  | 32 |  | 52000 | [11 empty] | Yes | [39 empty] | Yes | No | No | 25 |  |  | 1150725.1 |  |  | 3000 |  |  | No | [5 empty] | 41.29 |  |  | 52000
100536 | Investors Group Building | FALSE | FALSE | TRUE | FALSE | Sherwood Park Homes |  | Winnipeg | MB | 49.902 | -97.131 | operating |  |  |  | 531 | [14 empty] | www.geo-exchange.ca/en/Pdf/Winnipeg,%20MB%20Investors.pdf | [23 empty] | Yes
100537 | Manitoba Hydro Place | FALSE | FALSE | TRUE | FALSE |  |  | Winnipeg | MB | 49.903 | -97.13 | operating | [18 empty] | http://www.gov.mb.ca/ia/energy/geothermal/fp_article3.html | [23 empty] | Yes
100538 | McPhillips Common District Geothermal System | FALSE | TRUE | FALSE | FALSE |  |  | Winnipeg | MB | 49.904 | -97.129 | operating | 2008 |  | 2017 |  |  |  | Large | [11 empty] | https://www.gov.mb.ca/jec/energy/geothermal/fp_article3.html
100539 | Neechi Commons | FALSE | FALSE | TRUE | FALSE |  |  | Winnipeg | MB | 49.905 | -97.128 | operating | [18 empty] | http://www.geoxergy.com/neechi-commons-community-business-complex/ | [23 empty] | Yes
100540 | Samuel Burland School | FALSE | FALSE | TRUE | FALSE | Samuel Burland School |  | Winnipeg | MB | 49.906 | -97.127 | operating |  |  |  | 6111 | [14 empty] | E.J.Faraci, 204-949-1000 | [23 empty] | Yes
100541 | Seasons of Tuxedo - IKEA | FALSE | TRUE | FALSE | FALSE |  |  | Winnipeg | MB | 49.907 | -97.126 | operating | 2013 |  | 2017 |  |  |  | Large | [11 empty] | http://news.gov.mb.ca/news/index.html?archive=2012-11-01&item=15753
100542 | St. John's High School | FALSE | FALSE | TRUE | FALSE |  |  | Winnipeg | MB | 49.908 | -97.125 | operating | [18 empty] | http://www.geoxergy.com/st-johns-high-school/ | [23 empty] | Yes
100544 | The Forks Market | FALSE | TRUE | FALSE | FALSE |  |  | Winnipeg | MB | 49.909 | -97.124 | operating | 2010 |  | 2017 |  |  |  | large | [11 empty] | https://www.gov.mb.ca/jec/energy/geothermal/fp_article2.html
100545 | Jubilee Winnipeg | FALSE | TRUE | FALSE | FALSE |  |  | Winnipeg | MB | 49.91 | -97.123 | operating | 2017 |  | 2017 |  |  |  | large | [11 empty] | http://fortrougeyards.com/about-the-development/
100546 | University of Manitoba | FALSE | TRUE | FALSE | FALSE | University of Manitoba |  | Winnipeg | MB | 49.911 | -97.122 | operating | 1910 |  | 2014 |  |  |  | large | Yes | Yes |  | Yes |  | Yes | Yes | Yes |  |  |  | CIEEDAC DE Survey 2014 |  |  | 158.6783 |  | 136860 | [11 empty] | Yes | [39 empty] | Yes | Yes | Yes | 70 |  | 70 | 6199998 |  | 6199998 | 16400 |  | 16400 | Yes |  | Yes |  |  |  | 118 | 5.8615 | 34.8168 | 128773 | 8087
100547 | University of Winnipeg - Ashdown Hall | FALSE | TRUE | FALSE | FALSE | University of Winnipeg |  | Winnipeg | MB | 49.912 | -97.121 | operating | 1955 |  | 2015 |  |  |  | large | Yes | [5 empty] | Yes |  |  |  |  | CIEEDAC DE Survey 2015 | [18 empty] | Yes | [14 empty] | Yes | [22 empty] | Yes | No | No | 9 |  |  | 11489388
100548 | Winnipegosis Hockey Arena & Curling Club | FALSE | FALSE | TRUE | FALSE | Icekube Systems |  | Winnipeg | MB | 49.913 | -97.12 | operating | 1955 |  |  | 713 | [17 empty] | 0.246 | [20 empty] | Yes
100549 | Great Falls | FALSE | FALSE | TRUE | FALSE | MB Hydro |  | Winnipeg River | MB | 50.466 | -96.136 | operating | 1928 |  | 2017 | 221 | [14 empty] | Statistics Canada. Electric Power Generating Stations, 2000. |  | 129 |  | 750000 | [27 empty] | Yes
100550 | McArthur | FALSE | FALSE | TRUE | FALSE | MB Hydro |  | Winnipeg River | MB | 50.467 | -96.135 | operating | 1952 |  | 2017 | 221 | [14 empty] | Statistics Canada. Electric Power Generating Stations, 2000. |  | 55 |  | 380000 | [27 empty] | Yes
100551 | Pine Falls | FALSE | FALSE | TRUE | FALSE | Tembec Inc. |  | Winnipeg River | MB | 50.468 | -96.134 | operating | 1952 |  | 2017 | 322 | [14 empty] | Statistics Canada. Electric Power Generating Stations, 2000. |  | 84 |  | 620000 | [27 empty] | Yes
100552 | Pointe Du Bois | FALSE | FALSE | TRUE | FALSE | MB Hydro |  | Winnipeg River | MB | 50.469 | -96.133 | operating | 1926 |  | 2017 | 221 | [14 empty] | Statistics Canada. Electric Power Generating Stations, 2000. |  | 75 |  | 599000 | [27 empty] | Yes
100553 | Seven Sisters | FALSE | FALSE | TRUE | FALSE | MB Hydro |  | Winnipeg River | MB | 50.47 | -96.132 | operating | 1926 |  | 2017 | 221 | [14 empty] | Statistics Canada. Electric Power Generating Stations, 2000. |  | 165 |  | 990000 | [27 empty] | Yes
100554 | Slave Falls | FALSE | FALSE | TRUE | FALSE | Manitoba Hydro |  | Winnipeg River | MB | 50.471 | -96.131 | operating | 1948 |  | 2017 | 221 | [14 empty] | Statistics Canada. Electric Power Generating Stations, 2000. |  | 67 |  | 499000 | [27 empty] | Yes
100555 | Sweetridge Farms | TRUE | FALSE | TRUE | TRUE | Manitoba Hydro |  | Winkler | MB | 49.182 | -97.937 | operating | 1948 |  | 2018 | 112 | [14 empty] | CEEDC Cogen survey 2019 |  | 0.055 | 0.05 |  |  |  |  | Yes |  | 1 |  |  | 0.055 | 0.05 | [6 empty] | Yes | [33 empty] | BIOG
100557 | UAP Auto Supplies | FALSE | FALSE | TRUE | FALSE | Maritime Geothermal Ltd. |  | Petitcodiac | NB | 45.932 | -65.174 | operating | 2010 |  |  | 333 | [14 empty] | NRCAN | [23 empty] | Yes
100558 | AV Cell | TRUE | FALSE | FALSE | FALSE | Aditya Birla Group |  | Althoville | NB | 47.991 | -66.717 | operating | 1983 |  | 2015 | 322 | 4008 | [13 empty] | CEEDC Cogen survey 2019 |  | 21 | 121 | 113512 |  |  |  | Yes |  | 1 | BPSTE |  | 21 | 121 | 113512
100559 | Tinker | FALSE | FALSE | TRUE | FALSE | Liberty Power |  | Aroostook River | NB | 46.82 | -67.731 | operating | 1922 |  | 2017 | 221 | [14 empty] | Statistics Canada. Electric Power Generating Stations, 2000. |  | 34 | [29 empty] | Yes
100560 | Bathurst Chaleur Hospital | TRUE | FALSE | TRUE | FALSE | Bathurst Chaleur Hospital |  | Bathurst | NB | 47.618 | -65.651 | operating | 2012 |  | 2015 | 622 | [14 empty] | CEEDC Cogen survey 2019 |  | 0.35 | 5 |  |  |  |  | Yes |  | 1 | BPST |  | 0.35 | 5 |  |  |  |  | Yes |  |  | Yes
100561 | Bathurst EcoPlus Home | FALSE | FALSE | TRUE | FALSE |  |  | Bathurst | NB | 47.619 | -65.65 | operating | [18 empty] | http://renewablesnb.ca/en/2011/ecoplushome-bathurst/ | [23 empty] | Yes
100562 | Caribou Wind Park | FALSE | FALSE | TRUE | FALSE | Engie Energy International |  | Bathurst | NB | 47.62 | -65.649 | operating | 2011 |  | 2017 | [15 empty] | CanWEA |  | 99 |  | 330500 | [28 empty] | Yes
100563 | Madran Tree Nursery | FALSE | FALSE | TRUE | FALSE | Madran Tree Nursery |  | Bathurst | NB | 47.621 | -65.648 | operating | 2009 |  |  | 111 | [14 empty] | www.nordicghp.com/mg/pdfmadrantreenursery.pdf | [23 empty] | Yes
100564 | New Brunswick Community College Geothermal | FALSE | FALSE | TRUE | FALSE |  |  | Bathurst | NB | 47.622 | -65.647 | operating | 2003 | [17 empty] | http://renewablesnb.ca/en/2012/nbcc-bathurst-active-solar-combined-system-geothermal-wind-to-be-installed/ | [23 empty] | Yes
100565 | Cape Jourimain Nature Centre | FALSE | FALSE | TRUE | FALSE | Cape Jourimain Nature Centre |  | Cape Jourimain | NB | 46.162 | -63.815 | operating | 2011 | [17 empty] | https://renewablesnb.ca/2009/06/geothermal-heating-at-cape-jourimain/ | [23 empty] | Yes
100566 | Edmundston Apartments | FALSE | FALSE | TRUE | FALSE |  |  | Edmundston | NB | 47.369 | -68.327 | operating | [18 empty] | http://renewablesnb.ca/en/2010/30-ton-geothermal-edmundston/ |  |  | 0.106 | [20 empty] | Yes
100567 | Madawaska Hydro | FALSE | FALSE | TRUE | FALSE | Energie Edmundston Energy |  | Edmundston | NB | 47.37 | -68.326 | operating | 1917 |  | 2017 | 221 | [16 empty] | 5.3 |  | 8000 | [27 empty] | Yes
100568 | Twin Rivers Paper Company | TRUE | FALSE | TRUE | FALSE | Twin Rivers Paper Company Inc. |  | Edmunston | NB | 47.371 | -68.325 | operating | 1996 |  | 2015 | 322 | 1221 | [13 empty] | CEEDC Cogen survey 2019 | [17 empty] | Yes |  |  |  | Yes | [13 empty] | 51276.8013 |  |  |  | 13913730
100569 | Grant Harvey Complex | FALSE | FALSE | TRUE | FALSE |  |  | Fredericton | NB | 45.964 | -66.643 | operating | [18 empty] | http://www.thekubesolutions.com/index.php/arenas/case-studies/grant-harvey-centre | [23 empty] | Yes
100570 | University of New Brunswick - Fredericton | FALSE | TRUE | FALSE | FALSE | University of New Brunswick |  | Fredericton | NB | 45.965 | -66.642 | operating | 1970 |  | 2017 |  |  |  | medium | Yes | Yes |  |  |  | Yes | Yes | Yes |  |  |  | CIEEDAC DE Survey 2015 | http://blogs.unb.ca/newsroom/2010/08/24/unbs-central-heating-plant-reduces-atmospheric-emissions-by-nearly-one-third/ |  | 74 |  | 78500 | [11 empty] | Yes | Yes |  |  |  | Yes | [12 empty] | 280000 |  |  |  |  | 236320 | [16 empty] | Yes | No | No | 80 |  |  | 32280000 |  |  | 16400 |  |  | Yes | [5 empty] | 74 |  |  | 78500
100571 | CFB Gagetown | FALSE | TRUE | FALSE | FALSE | Department of National Defense |  | Gagetown | NB | 45.781 | -66.153 | operating | 1970 |  | 2017 | 9111 |  |  | Small | [10 empty] | Yes | CEEDC DE Survey 2019 | [16 empty] | Yes |  | Yes | [37 empty] | No | Yes | No |  |  |  |  | 4302254.15 | [8 empty] | No |  |  | 59.96
100572 | Second Falls Hydro Station | FALSE | FALSE | TRUE | FALSE | Energie Edmundston Energy |  | Green River | NB | 47.543 | -68.189 | operating | 1929 |  | 2017 | 221 | [14 empty] | Statistics Canada. Electric Power Generating Stations, 2000. |  | 3.2 |  | 8000 | [27 empty] | Yes
100573 | Lameque Wind Power Project | FALSE | FALSE | TRUE | FALSE | ACCIONA Energy |  | Lameque | NB | 47.793 | -64.648 | operating | 1929 |  | 2017 | 2211 | [14 empty] | CanWEA |  | 45 | [30 empty] | Yes
100574 | St. George Dam | FALSE | FALSE | TRUE | FALSE | St. George Pulp and Paper Co. Ltd. |  | Magaguadavic River | NB | 45.118 | -66.876 | operating | 1904 |  | 2017 | [15 empty] | http://www.stgeorgepower.ca/st-george-power-home.aspx |  | 15 |  | 45000 | [27 empty] | Yes
100575 | Kent Hills I | FALSE | FALSE | TRUE | FALSE | TransAlta Corp. |  | Moncton | NB | 46.088 | -64.778 | operating | 1904 |  | 2017 | 221 | [14 empty] | CanWEA |  | 96 |  | 235000 | [28 empty] | Yes
100576 | Kent Hills II | FALSE | FALSE | TRUE | FALSE | TransAlta Corp. |  | Moncton | NB | 46.089 | -64.777 | operating | 2008 |  | 2017 | 2211 | [14 empty] | CanWEA/ http://www.transaltarenewables.ca/facilities/plants-operation/kent-hills-2 |  | 54 |  | 132000 | [28 empty] | Yes
100577 | Université de Moncton | FALSE | TRUE | FALSE | FALSE |  |  | Moncton | NB | 46.09 | -64.776 | operating | 2010 | [5 empty] | medium
100578 | VISION Home | FALSE | FALSE | TRUE | FALSE |  |  | Moncton | NB | 46.091 | -64.775 | operating | [18 empty] | http://renewablesnb.ca/en/2009/vision-home-moncton/ | [23 empty] | Yes
100579 | Hargrove | FALSE | FALSE | TRUE | FALSE | B J Hargrove Ltd. |  | Monquart | NB | 46.55 | -67.6 | operating | 1970 |  | 2017 | 2211 | [14 empty] | Statistics Canada. Electric Power Generating Stations, 2000. |  | 3 | [29 empty] | Yes
100580 | AV Nackawic Inc. - AV Nackawic | TRUE | FALSE | FALSE | FALSE | Aditya Birla Group |  | Nackawic | NB | 45.989 | -67.241 | operating | 1972 |  | 2015 | 322 | 2181 | [13 empty] | CEEDC Cogen survey 2019 |  | 25 | 176.1 | 158000 | 1112952 |  |  | Yes | 6320 | 1 | BPSTE |  | 25 | 176.1 | 158000 | 1112952 | [5 empty] | Yes
100581 | Nepisguit Falls Generating Station | FALSE | FALSE | TRUE | FALSE | NB Power Corp. |  | Nepisiguit Falls | NB | 47.42 | -65.814 | operating | 1921 |  | 2017 | [15 empty] | https://www.nbpower.com/en/about-us/learning/learn-about-electricity/hydro/hydro-tour#nep |  | 11 | [29 empty] | Yes
100582 | Burgess Contracting Ltd. | FALSE | FALSE | TRUE | FALSE | Maritime Geothermal Ltd. |  | Petitcodiac | NB | 45.933 | -65.173 | operating | 1921 |  |  | 333 | [14 empty] | www.nordicghp.com/mg/pdfburgessgarage.pdf | [23 empty] | Yes
100583 | Qplex | FALSE | FALSE | TRUE | FALSE |  |  | Quispamsis | NB | 45.432 | -65.946 | operating | 1996 | [17 empty] | http://www.thekubesolutions.com/index.php/arenas/case-studies/qplex |  |  | 0.9 | [20 empty] | Yes
100584 | Horizon Health Complex | FALSE | FALSE | TRUE | FALSE |  |  | Rexton | NB | 46.653 | -64.876 | operating | 2011 | [17 empty] | https://renewablesnb.ca/2011/12/horizon-health-rexton/ | [23 empty] | Yes
100585 | Rexton Government Building | FALSE | FALSE | TRUE | FALSE |  |  | Rexton | NB | 46.654 | -64.875 | operating | 2010 | [17 empty] | http://renewablesnb.ca/en/2010/leed-standarts-government-building-rexton/ | [23 empty] | Yes
100586 | Grandview Cogeneration Plant | TRUE | FALSE | FALSE | FALSE | TransCanada Energy Ltd. |  | Saint John | NB | 45.273 | -66.063 | operating | 2004 |  | 2015 | 324 | 4101 | [13 empty] | CEEDC Cogen survey 2019 |  | 88 | [5 empty] | Yes |  | 2 | SCGT |  | 88 |  |  |  | Yes
100587 | Irving Pulp and Paper Ltd. | TRUE | FALSE | TRUE | FALSE | Irving Pulp and Paper Ltd. |  | Saint John | NB | 45.274 | -66.062 | operating | 1956 |  | 2015 | 322 | 3394 | [13 empty] | CEEDC Cogen survey 2019 | [16 empty] | Yes | [5 empty] | Yes |  |  |  | Yes
100588 | Sisson | FALSE | FALSE | TRUE | FALSE | NB Power Corp. |  | Sisson Lake | NB | 46.214 | -67.115 | operating | 1965 |  | 2017 | 221 | [14 empty] | Statistics Canada. Electric Power Generating Stations, 2000. |  | 9 |  | 20862 | [27 empty] | Yes
100589 | Milltown | FALSE | FALSE | TRUE | FALSE | NB Power Corp. |  | St. Croix River | NB | 45.075 | -67.095 | operating | 1920 |  | 2017 | 221 | [14 empty] | Statistics Canada. Electric Power Generating Stations, 2000. |  | 4 |  | 22954.8 | [27 empty] | Yes
100590 | Beechwood | FALSE | FALSE | TRUE | FALSE | NB Power Corp. |  | St. John River | NB | 46.543 | -67.668 | operating | 1957 |  | 2017 | 221 | [14 empty] | Statistics Canada. Electric Power Generating Stations, 2000. |  | 112 |  | 520982 | [27 empty] | Yes
100591 | Grand Falls / Grand Sault | FALSE | FALSE | TRUE | FALSE | NB Power Corp. |  | St. John River | NB | 47.052 | -67.74 | operating | 1931 |  | 2017 | 221 | [14 empty] | Statistics Canada. Electric Power Generating Stations, 2000. |  | 66 |  | 427971 | [27 empty] | Yes
100592 | Mactaquac | FALSE | FALSE | TRUE | FALSE | NB Power Corp. |  | St. John River | NB | 45.956 | -66.868 | operating | 1968 |  | 2017 | 221 | [14 empty] | Statistics Canada. Electric Power Generating Stations, 2000. Government of NB, Jim Knight. |  | 668 |  | 1911805 | [27 empty] | Yes
100593 | Fred C. Morrison Ltd. | FALSE | FALSE | TRUE | FALSE | Fred C. Morrison Ltd. |  | Sussex | NB | 45.724 | -65.511 | operating | 1968 |  |  | 417 | [14 empty] | www.nordicghp.com/mg/projmorrison.htm | [23 empty] | Yes
100594 | Sussex Health Centre ATES | FALSE | FALSE | TRUE | FALSE | Meteorological Service of Canada |  | Sussex | NB | 45.725 | -65.51 | operating | 1986 |  |  | 622 | [14 empty] | www.c2p2online.com/documents/SUSSEX.pdf | [23 empty] | Yes
100595 | Tobique | FALSE | FALSE | TRUE | FALSE | NB Power Corp. |  | Tobique River | NB | 47.004 | -67.311 | operating | 1953 |  | 2017 | 221 | [14 empty] | Statistics Canada. Electric Power Generating Stations, 2000. |  | 20 |  | 98674.133 | [27 empty] | Yes
100596 | Buchans | FALSE | FALSE | TRUE | FALSE | PF Resolu Canada Inc. |  | Buchans Lake | NL | 48.852 | -56.868 | operating | 1988 |  | 2017 | 322 | [14 empty] | Statistics Canada. Electric Power Generating Stations, 2000. |  | 1.85 |  | 13500 | [27 empty] | Yes
100597 | Paradise River | FALSE | FALSE | TRUE | FALSE | Newfoundland and Labrador Hydroelectric Company |  | Burin | NL | 47.053 | -55.174 | operating | 1988 |  | 2017 | 221 | [14 empty] | Statistics Canada. Electric Power Generating Stations, 2000. |  | 8 |  | 36000 | [27 empty] | Yes
100598 | Cat Arm Hydroelectric Generating Station | FALSE | FALSE | TRUE | FALSE | Newfoundland and Labrador Hydroelectric Company |  | Jackson's Arm | NL | 49.863 | -56.787 | operating | 1985 |  | 2017 | 221 | [14 empty] | Statistics Canada. Electric Power Generating Stations, 2000. |  | 127 |  | 680000 | [27 empty] | Yes
100599 | Churchill Falls Generating Station | FALSE | FALSE | TRUE | FALSE | Nalcor Energy |  | Churchill Falls | NL | 53.595 | -64.308 | operating | 1971 |  | 2017 | 221 | [14 empty] | Statistics Canada. Electric Power Generating Stations, 2000. |  | 5428 |  | 34000000 | [27 empty] | Yes
100600 | Corner Brook Pulp and Paper | TRUE | FALSE | TRUE | FALSE | Kruger Energy |  | Corner Brook | NL | 48.949 | -57.95 | operating | 2003 |  | 2015 | 322 | 4929 | [13 empty] | CEEDC Cogen survey 2019 | [21 empty] | Yes
100601 | Watsons Brook | FALSE | FALSE | TRUE | FALSE | Deer Lake Power - A Division of Kruger Energy |  | Corner Brook Lake | NL | 53.318 | -60.395 | operating | 1958 |  | 2017 | 2211 | [14 empty] | Statistics Canada. Electric Power Generating Stations, 2000. |  | 9.3 |  | 40000 | [27 empty] | Yes
100602 | Exploits Generation - Bishops Falls | FALSE | FALSE | TRUE | FALSE | Nalcor Energy |  | Exploits River | NL | 49.082 | -55.326 | operating | 1958 |  | 2017 | 322 | [14 empty] | Statistics Canada. Electric Power Generating Stations, 2000. |  | 22 |  | 109500 | [27 empty] | Yes
100603 | Exploits Generation - Grand Falls | FALSE | FALSE | TRUE | FALSE | Nalcor Energy |  | Exploits River | NL | 49.083 | -55.325 | operating | 1916 |  | 2017 | 322 | [14 empty] | Statistics Canada. Electric Power Generating Stations, 2000. |  | 74.5 |  | 373500 | [27 empty] | Yes
100604 | Fermeuse Wind Power Project | FALSE | FALSE | TRUE | FALSE | Elemental Energy |  | Fermeuse | NL | 46.976 | -52.96 | operating | 1937 |  | 2017 | 221 | [14 empty] | CanWEA |  | 27 | [30 empty] | Yes
100605 | CFB Goose Bay | FALSE | TRUE | FALSE | FALSE | Department of National Defense |  | Goose Bay | NL | 53.302 | -60.326 | operating | 2009 |  | 2017 | 9111 |  |  | Small | [10 empty] | Yes | CEEDC DE Survey 2019 | [18 empty] | Yes | [37 empty] | Yes | No | No |  |  |  | 2673995.7 | [8 empty] | No |  |  | 87.92
100606 | Deer Lake | FALSE | FALSE | TRUE | FALSE | Deer Lake Power - A Division of Kruger Energy |  | Grand Lake | NL | 48.993 | -57.353 | operating | 1925 |  | 2017 | 2211 | [14 empty] | Statistics Canada. Electric Power Generating Stations, 2000.; http://www.krugerenergy.com/html/en/hydro/ke_hydro_deerlake_en.html |  | 129 |  | 864000 | [27 empty] | Yes
100607 | Granite Canal | FALSE | FALSE | TRUE | FALSE | Newfoundland and Labrador Hydroelectric Company |  | Granite Lake | NL | 48.172 | -56.977 | operating | 2003 |  | 2017 | 221 | [14 empty] | http://www.nlh.nf.ca/NewsRel/granitecanal.htm |  | 41 |  | 220000 | [27 empty] | Yes
100608 | Hinds Lake | FALSE | FALSE | TRUE | FALSE | Newfoundland and Labrador Hydroelectric Company |  | Hinds Lake | NL | 48.976 | -57.018 | operating | 1980 |  | 2017 | 221 | [14 empty] | Statistics Canada. Electric Power Generating Stations, 2000. |  | 75 |  | 340000 | [27 empty] | Yes
100609 | Cape Broyle | FALSE | FALSE | TRUE | FALSE | Newfoundland and Labrador Hydroelectric Company |  | Cape Broyle | NL | 47.096 | -52.95 | operating | 1952 |  | 2017 | 221 | [14 empty] | Statistics Canada. Electric Power Generating Stations, 2000. |  | 6.28 |  | 30671 | [27 empty] | Yes
100610 | Horse Chops | FALSE | FALSE | TRUE | FALSE | Newfoundland and Labrador Hydroelectric Company |  | Cape Broyle | NL | 47.097 | -52.949 | operating | 1952 |  | 2017 | 221 | [14 empty] | Statistics Canada. Electric Power Generating Stations, 2000. |  | 8.13 | [29 empty] | Yes
100611 | Rattle Brook | FALSE | FALSE | TRUE | FALSE | Algonquin Power Corp. Inc. |  | Jackson's Arm | NL | 49.864 | -56.786 | operating | 1953 |  | 2017 | 221 | [14 empty] | http://www.algonquinpower.com/business/facility/hydroelectric_rattle.asp?choice=region |  | 4 |  | 15056 | [27 empty] | Yes
100612 | Rocky Pond | FALSE | FALSE | TRUE | FALSE | Newfoundland and Labrador Hydroelectric Company |  | La Manche | NL | 47.167 | -52.867 | operating | 1943 |  | 2017 | 221 | [14 empty] | Statistics Canada. Electric Power Generating Stations, 2000. |  | 3.25 | [29 empty] | Yes
100613 | Lawn River | FALSE | FALSE | TRUE | FALSE | Newfoundland and Labrador Hydroelectric Company |  | Lawn | NL | 46.947 | -55.545 | operating | 1983 |  | 2017 | 221 | [14 empty] | Statistics Canada. Electric Power Generating Stations, 2000. |  | 0.6 | [29 empty] | Yes
100614 | Fall Pond | FALSE | FALSE | TRUE | FALSE | Newfoundland and Labrador Hydroelectric Company |  | Little St. Lawrence | NL | 46.93 | -55.363 | operating | 1983 |  | 2017 | [17 empty] | 0.35 | [29 empty] | Yes
100615 | Lockston | FALSE | FALSE | TRUE | FALSE | Newfoundland and Labrador Hydroelectric Company |  | Lockston | NL | 48.397 | -53.375 | operating | 1956 |  | 2017 | 221 | [14 empty] | Statistics Canada. Electric Power Generating Stations, 2000. |  | 3 | [29 empty] | Yes
100616 | Lookout Brook | FALSE | FALSE | TRUE | FALSE | Newfoundland and Labrador Hydroelectric Company |  | Lookout Brook | NL | 48.945 | -57.917 | operating | 1955 |  | 2017 | 2211 | [14 empty] | Statistics Canada. Electric Power Generating Stations, 2000. |  | 5.8 | [29 empty] | Yes
100617 | Roddickton Hydro Plant | FALSE | FALSE | TRUE | FALSE | Newfoundland and Labrador Hydroelectric Company |  | Marble Brook | NL | 48.948 | -57.831 | operating | 1980 |  | 2017 | 221 | [16 empty] | 0.4 |  | 1000 | [27 empty] | Yes
100618 | Mary's Harbour Hydro Plant | FALSE | FALSE | TRUE | FALSE | Mary's Harbour Hydro |  | Mary's Harbour | NL | 52.305 | -55.837 | decom | 1981 | 1997 |  | 221 | [14 empty] | http://cetc-varennes.nrcan.gc.ca/eng/publication/1999-27e.pdf | [31 empty] | Yes
100619 | Menihek | FALSE | FALSE | TRUE | FALSE | Nalcor Energy |  | Menihek | NL | 54.459 | -66.599 | operating | 1954 |  | 2017 | 2211 | [14 empty] | Statistics Canada. Electric Power Generating Stations, 2000. |  | 17 |  | 0 | [27 empty] | Yes
100620 | Mobile | FALSE | FALSE | TRUE | FALSE | Newfoundland and Labrador Hydroelectric Company |  | Mobile | NL | 47.245 | -52.841 | operating | 1951 |  | 2017 | 2211 | [14 empty] | Statistics Canada. Electric Power Generating Stations, 2000. |  | 10.5 | [29 empty] | Yes
100621 | Norris Arm | FALSE | FALSE | TRUE | FALSE | Newfoundland and Labrador Hydroelectric Company |  | Mobile | NL | 47.246 | -52.84 | operating | 1983 |  | 2017 | 2211 | [14 empty] | Statistics Canada. Electric Power Generating Stations, 2000. |  | 1.14 | [29 empty] | Yes
100622 | New Chelsea | FALSE | FALSE | TRUE | FALSE | Newfoundland and Labrador Hydroelectric Company |  | New Chelsea | NL | 48.026 | -53.218 | operating | 1956 |  | 2017 | 2211 | [14 empty] | Statistics Canada. Electric Power Generating Stations, 2000. |  | 3.7 | [29 empty] | Yes
100623 | Pitman's Pond | FALSE | FALSE | TRUE | FALSE | Newfoundland and Labrador Hydroelectric Company |  | New Chelsea | NL | 48.027 | -53.217 | operating | 1959 |  | 2017 | 221 | [14 empty] | Statistics Canada. Electric Power Generating Stations, 2000. |  | 0.57 | [29 empty] | Yes
100624 | Pierre's Brook | FALSE | FALSE | TRUE | FALSE | Newfoundland and Labrador Hydroelectric Company |  | Witless Bay | NL | 47.283 | -52.833 | operating | 1931 |  | 2017 | 2211 | [14 empty] | Statistics Canada. Electric Power Generating Stations, 2000. |  | 4.3 | [29 empty] | Yes
100625 | Port Union | FALSE | FALSE | TRUE | FALSE | Newfoundland and Labrador Hydroelectric Company |  | Port Union | NL | 48.498 | -53.085 | operating | 1916 |  | 2017 | 221 | [14 empty] | Statistics Canada. Electric Power Generating Stations, 2000. |  | 0.511 | [29 empty] | Yes
100626 | Ramea Wind-Hydrogen-Diesel | FALSE | FALSE | TRUE | FALSE | Nalcor Energy |  | Ramea | NL | 47.519 | -57.395 | operating | 1918 |  | 2017 | 221 | [14 empty] | CanWEA |  | 0.39 | [30 empty] | Yes
100627 | Rattling Brook | FALSE | FALSE | TRUE | FALSE | Newfoundland and Labrador Hydroelectric Company |  | Rattling Brook | NL | 49.625 | -56.17 | operating | 1958 |  | 2017 | 221 | [14 empty] | Statistics Canada. Electric Power Generating Stations, 2000. |  | 12.75 |  | 69800 | [27 empty] | Yes
100628 | Rose Blanche Brook | FALSE | FALSE | TRUE | FALSE | Newfoundland and Labrador Hydroelectric Company |  | Rose Blanche | NL | 47.618 | -58.688 | operating | 1998 |  | 2017 | 221 | [14 empty] | Statistics Canada. Electric Power Generating Stations, 2000. |  | 6 | [29 empty] | Yes
100629 | 351 Water Street | FALSE | FALSE | TRUE | FALSE |  |  | Saint John | NL | 47.562 | -52.713 | operating | 1998 | [17 empty] | http://www.canadianconsultingengineer.com/features/seawater-exchange-351-water-street/ | [23 empty] | Yes
100630 | Sandy Brook | FALSE | FALSE | TRUE | FALSE | Newfoundland and Labrador Hydroelectric Company |  | Sandy Brook | NL | 47.535 | -55.65 | operating | 1963 |  | 2017 | 221 | [14 empty] | Statistics Canada. Electric Power Generating Stations, 2000. |  | 6.31 | [29 empty] | Yes
100631 | Seal Cove | FALSE | FALSE | TRUE | FALSE | Newfoundland and Labrador Hydroelectric Company |  | Seal Cove | NL | 47.483 | -56.063 | operating | 1924 |  | 2017 | 221 | [14 empty] | Statistics Canada. Electric Power Generating Stations, 2000. |  | 3.58 | [29 empty] | Yes
100632 | Petty Harbour | FALSE | FALSE | TRUE | FALSE | Newfoundland and Labrador Hydroelectric Company |  | Second Pond | NL | 50.53 | -57.386 | operating | 1898 |  | 2017 | 2211 | [14 empty] | Statistics Canada. Electric Power Generating Stations, 2000. |  | 5.25 | [29 empty] | Yes
100633 | Snooks Arm | FALSE | FALSE | TRUE | FALSE | Newfoundland and Labrador Hydroelectric Company |  | Snooks Arm | NL | 49.856 | -55.703 | operating | 1955 |  | 2017 | 221 | [14 empty] | https://www.nlhydro.com/operations/hydroelectric-generating-stations/snooks-arm-and-venams-bight/ |  | 0.56 |  | 3000 | [27 empty] | Yes
100634 | Hearts Content | FALSE | FALSE | TRUE | FALSE | Newfoundland and Labrador Hydroelectric Company |  | Southern Cove | NL | 47.258 | -52.775 | operating | 1960 |  | 2017 | 221 | [14 empty] | Statistics Canada. Electric Power Generating Stations, 2000. |  | 2.7 | [29 empty] | Yes
100635 | Newfoundland Aqua Services | FALSE | FALSE | TRUE | FALSE |  |  | St. Albans | NL | 47.862 | -55.838 | operating | 1960 | [17 empty] | http://www.geoxergy.com/newfoundland-aqua-services-ltd/ | [23 empty] | Yes
100636 | St. Lawrence | FALSE | FALSE | TRUE | FALSE | NeWind Group Inc. |  | St. Lawrence | NL | 46.925 | -55.395 | operating | 2008 |  | 2017 | 2211 | [14 empty] | CanWEA |  | 27 | [30 empty] | Yes
100637 | Star Lake Hydro Project | FALSE | FALSE | TRUE | FALSE | Newfoundland and Labrador Hydroelectric Company |  | Star Lake | NL | 48.575 | -57.293 | operating | 1998 |  | 2017 | 221 | [16 empty] | 18.4 | [29 empty] | Yes
100638 | Topsail | FALSE | FALSE | TRUE | FALSE | Newfoundland Light & Power CO Ltd. |  | Topsail Brook | NL | 47.524 | -52.805 | operating | 1932 |  | 2017 | 221 | [14 empty] | Statistics Canada. Electric Power Generating Stations, 2000. |  | 2.6 | [29 empty] | Yes
100639 | Tors Cove | FALSE | FALSE | TRUE | FALSE | Newfoundland Light & Power CO Ltd. |  | Tors Cove Pond | NL | 47.213 | -52.875 | operating | 1942 |  | 2017 | 221 | [14 empty] | Statistics Canada. Electric Power Generating Stations, 2000. |  | 6.5 | [29 empty] | Yes
100640 | Venam's Bight | FALSE | FALSE | TRUE | FALSE | Newfoundland and Labrador Hydroelectric Company |  | Venams Bight | NL | 49.862 | -55.651 | operating | 1955 |  | 2017 | 221 | [14 empty] | https://www.nlhydro.com/operations/hydroelectric-generating-stations/snooks-arm-and-venams-bight/ |  | 0.44 |  | 3000 | [27 empty] | Yes
100641 | Bay d'Espoir Hydroelectric Power Station | FALSE | FALSE | TRUE | FALSE | Newfoundland and Labrador Hydroelectric Company |  | Victoria | NL | 47.767 | -53.241 | operating | 1967 |  | 2017 | 221 | [14 empty] | Statistics Canada. Electric Power Generating Stations, 2000. |  | 604 |  | 2650000 | [27 empty] | Yes
100642 | Upper Salmon | FALSE | FALSE | TRUE | FALSE | Newfoundland and Labrador Hydroelectric Company |  | Victoria | NL | 47.768 | -53.24 | operating | 1983 |  | 2017 | 221 | [14 empty] | Statistics Canada. Electric Power Generating Stations, 2000. |  | 84 |  | 570000 | [27 empty] | Yes
100643 | Victoria Hydroelectric Generating Station | FALSE | FALSE | TRUE | FALSE | Newfoundland and Labrador Hydroelectric Company |  | Victoria | NL | 47.769 | -53.239 | operating | 1904 |  | 2017 | [17 empty] | 0.55 | [29 empty] | Yes
100644 | Twin Falls Hydroelectric Station | FALSE | FALSE | TRUE | FALSE | Iron Ore Co. of Canada |  | Wabush | NL | 52.9 | -66.866 | operating | 1963 |  | 2017 | 3311 | [16 empty] | 225 |  | 1892160 | [27 empty] | Yes
100645 | West Book | FALSE | FALSE | TRUE | FALSE | Newfoundland and Labrador Hydroelectric Company |  | West Brook | NL | 48.019 | -53.949 | operating | 1942 |  | 2017 | 221 | [14 empty] | Statistics Canada. Electric Power Generating Stations, 2000. |  | 0.68 | [29 empty] | Yes
100647 | Amherst Community Wind Farm | FALSE | FALSE | TRUE | FALSE | Natural Forces Wind Inc. |  | Amherst | NS | 45.817 | -64.217 | operating | 2010 |  | 2017 | [15 empty] | http://www.amherstcommunitywindfarm.ca/welcome.html |  | 6 |  | 18400 | [28 empty] | Yes
100648 | Amherst I Wind Farm | FALSE | FALSE | TRUE | FALSE | Sprott Power Corp. |  | Amherst | NS | 45.818 | -64.216 | operating | 2016 |  | 2017 | 2211 | [14 empty] | CanWEA |  | 31.5 | [30 empty] | Yes
100649 | Annapolis | FALSE | FALSE | TRUE | FALSE | Nova Scotia Power Inc. |  | Annapolis | NS | 44.742 | -65.516 | operating | 2012 |  | 2017 | [15 empty] | https://www.npcc.org/Library/Resource%20Adequacy/2016%20Maritimes%20Area%20CRRA%20for%20RCCpaf.pdf |  | 4 | [29 empty] | Yes
100650 | Fairmont Wind Farm | FALSE | FALSE | TRUE | FALSE | Wind Prospect Inc. |  | Antigonish | NS | 45.623 | -61.993 | operating | 2012 |  | 2017 | 2211 | [14 empty] | CanWEA |  | 4.6 |  | 13459 | [28 empty] | Yes
100651 | Saint Francis Xavier University | FALSE | TRUE | FALSE | FALSE |  |  | Antigonish | NS | 45.624 | -61.992 | operating | 2012 | [5 empty] | small
100652 | Avon | FALSE | FALSE | TRUE | FALSE | Nova Scotia Power Inc. |  | Avon River | NS | 44.943 | -64.178 | operating | 1929 |  | 2017 | 221 | [14 empty] | https://www.npcc.org/Library/Resource%20Adequacy/2016%20Maritimes%20Area%20CRRA%20for%20RCCpaf.pdf |  | 8.1 | [29 empty] | Yes
100654 | Barrachois Community Wind Farm | FALSE | FALSE | TRUE | FALSE | Natural Forces Wind Inc. |  | Barrachois | NS | 46.133 | -60.433 | operating | 2016 |  | 2017 | [15 empty] | CanWEA |  | 4 |  | 11558 | [28 empty] | Yes
100655 | Barrington Wind Power Project (Watts Wind II) | FALSE | FALSE | TRUE | FALSE | Watts Wind Energy Inc. |  | Barrington | NS | 43.564 | -65.564 | operating | 2015 |  | 2017 | [15 empty] | CanWEA |  | 3.2 | [30 empty] | Yes
100656 | Bateston Wind Turbine | FALSE | FALSE | TRUE | FALSE | Celtic Current LP |  | Bateston | NS | 46.002 | -59.9 | operating | 2016 |  | 2017 | [15 empty] | http://www.celticcurrent.ca/projects/bateston/ |  | 2.3 | [30 empty] | Yes
100657 | Bear River | FALSE | FALSE | TRUE | FALSE | Nova Scotia Power Inc. |  | Bear River | NS | 44.573 | -65.642 | operating | 1957 |  | 2017 | 221 | [14 empty] | https://www.npcc.org/Library/Resource%20Adequacy/2016%20Maritimes%20Area%20CRRA%20for%20RCCpaf.pdf |  | 11 | [29 empty] | Yes
100658 | CFB Halifax - Bedford | FALSE | TRUE | FALSE | FALSE | Department of National Defense |  | Bedford | NS | 44.725 | -63.691 | decom | 1957 |  |  | 9111 |  |  | Small | [11 empty] | CEEDC DE Survey 2019
100659 | Black River | FALSE | FALSE | TRUE | FALSE | Nova Scotia Power Inc. |  | Black River | NS | 45.01 | -64.417 | operating | 1949 |  | 2017 | 221 | [14 empty] | https://www.npcc.org/Library/Resource%20Adequacy/2016%20Maritimes%20Area%20CRRA%20for%20RCCpaf.pdf |  | 23 | [29 empty] | Yes
100660 | Hillside Boularderie Wind Farm | FALSE | FALSE | TRUE | FALSE | Natural Forces Wind Inc. |  | Bras D'or | NS | 45.861 | -60.803 | operating | 1949 |  | 2017 | [17 empty] | 4 |  | 12229 | [28 empty] | Yes
100662 | Brookfield | FALSE | FALSE | TRUE | FALSE | Renewable Energy Services Ltd. |  | Brookfield | NS | 45.254 | -63.28 | operating | 2005 |  | 2017 | 221 | [14 empty] | CanWEA |  | 0.6 | [30 empty] | Yes
100663 | Brooklyn Energy Centre | TRUE | FALSE | TRUE | FALSE | Emera Energy |  | Brooklyn | NS | 44.057 | -64.687 | operating | 1995 |  | 2015 | 221 | 5014 | [13 empty] | CEEDC Cogen survey 2019 | [18 empty] | Yes |  |  | Yes |  |  |  |  | Yes
100665 | Cheticamp Wind Turbine | FALSE | FALSE | TRUE | FALSE | Celtic Current LP |  | Cheticamp | NS | 46.625 | -61.015 | operating | 2016 |  | 2017 | [15 empty] | http://www.celticcurrent.ca/projects/cheticamp/ |  | 0.9 | [30 empty] | Yes
100666 | Irish Mountain | FALSE | FALSE | TRUE | FALSE | Black River Wind Ltd. |  | Churchville | NS | 45.514 | -62.642 | operating | 2015 |  | 2017 | 2211 | [14 empty] | CanWEA/ http://www.blackriver.ns.ca/wind.html |  | 1.95 | [30 empty] | Yes
100667 | Kemptown Wind Farm | FALSE | FALSE | TRUE | FALSE | Affinity Wind LP |  | Colchester | NS | 45.425 | -63.328 | operating | 2013 |  | 2017 | [15 empty] | CanWEA |  | 5.04 | [30 empty] | Yes
100668 | Creighnish Rear Wind Energy Project | FALSE | FALSE | TRUE | FALSE | Black River Wind Ltd. |  | Creignish Rear | NS | 45.717 | -61.413 | operating | 2015 |  | 2017 | 2211 | [14 empty] | CanWEA/ http://www.blackriver.ns.ca/wind.html |  | 1.95 | [30 empty] | Yes
100669 | CFB Halifax - Dockyard Annex | FALSE | TRUE | FALSE | FALSE | Department of National Defense |  | Dartmouth | NS | 44.665 | -63.568 | operating | 1943 |  | 2017 | 9111 |  |  | medium | [10 empty] | Yes | CEEDC DE Survey 2019 | [17 empty] | Yes | Yes | [37 empty] | Yes | No | No |  |  |  | 123515.87 | [8 empty] | No |  |  | 4.92
100670 | CFB Halifax - Shearwater | FALSE | TRUE | FALSE | FALSE | Department of National Defense |  | Dartmouth | NS | 44.666 | -63.567 | operating | 2012 |  | 2017 | 9111 |  |  | medium | [10 empty] | Yes | CEEDC DE Survey 2019 | [16 empty] | Yes |  | Yes | [37 empty] | Yes | No | No |  |  |  | 1718955.59 | [8 empty] | No |  |  | 11.96
100671 | Dickie Brook | FALSE | FALSE | TRUE | FALSE | Nova Scotia Power Inc. |  | Dickie Brook | NS | 45.832 | -64.206 | operating | 1948 |  | 2017 | 221 | [14 empty] | https://www.npcc.org/Library/Resource%20Adequacy/2016%20Maritimes%20Area%20CRRA%20for%20RCCpaf.pdf |  | 4 | [29 empty] | Yes
100672 | Digby Limited | FALSE | FALSE | TRUE | FALSE | Renewable Energy Services Ltd. |  | Digby County | NS | 44.377 | -65.759 | operating | 1948 |  | 2017 | [15 empty] | CanWEA |  | 0.8 | [30 empty] | Yes
100673 | Digby Neck Wind Power Project | FALSE | FALSE | TRUE | FALSE | Nova Scotia Power Inc. |  | Digby County | NS | 44.378 | -65.758 | operating | 2006 |  | 2017 | 2211 | [14 empty] | CanWEA |  | 30 | [30 empty] | Yes
100674 | Kaizer Meadow Wind Farm | FALSE | FALSE | TRUE | FALSE | District of Chester |  | Chester | NS | 44.542 | -64.239 | operating | 2010 |  | 2017 | [15 empty] | CanWEA/ http://www.chester.ca/inform/metrics/kaizer-meadow-wind-turbine |  | 2 |  | 6871 | [28 empty] | Yes
100675 | Lequille | FALSE | FALSE | TRUE | FALSE | Nova Scotia Power Inc. |  | Dugway Road | NS | 44.728 | -65.507 | operating | 1968 |  | 2017 | 221 | [14 empty] | https://www.npcc.org/Library/Resource%20Adequacy/2016%20Maritimes%20Area%20CRRA%20for%20RCCpaf.pdf |  | 13 | [29 empty] | Yes
100676 | Fall River | FALSE | FALSE | TRUE | FALSE | Nova Scotia Power Inc. |  | Fall River | NS | 44.818 | -63.612 | operating | 1968 |  | 2017 | 221 | [14 empty] | https://www.npcc.org/Library/Resource%20Adequacy/2016%20Maritimes%20Area%20CRRA%20for%20RCCpaf.pdf |  | 1 | [29 empty] | Yes
100677 | Fitzpatrick Mountain I | FALSE | FALSE | TRUE | FALSE | Shear Wind Inc. |  | Fitzpatricks Mountain | NS | 45.638 | -62.873 | operating | 1985 |  | 2017 | [15 empty] | CanWEA |  | 0.8 | [30 empty] | Yes
100678 | Fitzpatrick Mountain II | FALSE | FALSE | TRUE | FALSE | Shear Wind Inc. |  | Fitzpatricks Mountain | NS | 45.639 | -62.872 | operating | 2007 |  | 2017 | [15 empty] | CanWEA |  | 0.8 | [30 empty] | Yes
100679 | Gaetz Brook Community Wind Farm | FALSE | FALSE | TRUE | FALSE | Natural Forces Wind Inc. |  | Gaetz Brook | NS | 44.765 | -63.215 | operating | 2007 |  | 2017 | [15 empty] | CanWEA/ http://gaetzbrookcommunitywindfarm.ca/facts-figures.html |  | 2.3 |  | 7200 | [28 empty] | Yes
100680 | Bayplex Recreation Centre | FALSE | FALSE | TRUE | FALSE |  |  | Glace Bay | NS | 46.197 | -59.957 | operating | 2014 | [17 empty] | http://www.thekubesolutions.com/index.php/arenas/case-studies/bayplex-recreation-centre |  |  | 0.675 | [20 empty] | Yes
100681 | Glace Bay & Donkin | FALSE | FALSE | TRUE | FALSE | Glace Bay Lingan Wind Power Ltd. |  | Glace Bay | NS | 46.198 | -59.956 | operating | 1996 |  | 2017 | 221 | [14 empty] | CanWEA |  | 1.6 | [30 empty] | Yes
100682 | Goodwood | FALSE | FALSE | TRUE | FALSE | Renewable Energy Services Ltd. |  | Goodwood | NS | 44.601 | -63.679 | operating | 2005 |  | 2017 | 221 | [14 empty] | CanWEA |  | 0.6 | [30 empty] | Yes
100683 | Grand Etang Wind Turbine | FALSE | FALSE | TRUE | FALSE | Nova Scotia Power |  | Grand Etang | NS | 46.55 | -61.033 | operating | 2005 |  |  | 221 | [14 empty] | Personal communications with Joan McDougall. http://www.nspower.ca/GreenPower/updates.shtml |  | 0.66 | [30 empty] | Yes
100684 | Parker Mountain Wind Farm | FALSE | FALSE | TRUE | FALSE | Scotian WindFields |  | Granville Ferry | NS | 44.757 | -65.512 | operating | 2002 |  | 2017 | 2211 | [14 empty] | CanWEA |  | 1.99 | [30 empty] | Yes
100685 | Greenfield Wind Farm | FALSE | FALSE | TRUE | FALSE | Affinity Wind LP |  | Greenfield | NS | 44.271 | -64.842 | operating | 2014 |  | 2017 | [15 empty] | CanWEA |  | 3.2 | [30 empty] | Yes
100686 | CFB Greenwood | FALSE | TRUE | FALSE | FALSE | Department of National Defense |  | Greenwood | NS | 44.972 | -64.934 | operating | 2005 |  | 2017 | 9111 |  |  | Small | [10 empty] | Yes | CEEDC DE Survey 2019 | [17 empty] | Yes | Yes | [37 empty] | Yes | No | No |  |  |  | 1726914.75 | [8 empty] | No |  |  | 43.96
100687 | Sable Wind Farm | FALSE | FALSE | TRUE | FALSE | District of Guysborough | Nova Scotia Power | Guysborough | NS | 45.391 | -61.499 | operating | 2014 |  | 2017 | [17 empty] | 13.8 | [30 empty] | Yes
100688 | Alderney 5 | FALSE | TRUE | FALSE | FALSE | Halifax |  | Halifax | NS | 44.649 | -63.575 | operating | 2010 |  | 2014 |  |  |  | large |  | Yes |  | Yes |  | Yes | [5 empty] | CIEEDAC DE Survey 2014 |  |  | 7.2096 |  | 3472.22 | [11 empty] | Yes | [6 empty] | Yes | [32 empty] | No | Yes | Yes |  | 5 | 5 |  | 330000 | 330000 |  | 492 | 492 |  | No | No |  |  |  |  | 4.3961 | 2.8135 |  | 3472.22
100689 | CFB Halifax - Dockyard | FALSE | TRUE | FALSE | FALSE | Department of National Defense |  | Halifax | NS | 44.65 | -63.574 | operating | 1941 |  | 2017 | 9111 |  |  | Large | [10 empty] | Yes | CEEDC DE Survey 2019 | [17 empty] | Yes | Yes | [37 empty] | Yes | No | No |  |  |  | 1658210 | [8 empty] | No |  |  | 61.54
100690 | CFB Halifax - Stadacona | FALSE | TRUE | FALSE | FALSE | Department of National Defense |  | Halifax | NS | 44.651 | -63.573 | operating | 1942 |  | 2017 | 9111 |  |  | large | [10 empty] | Yes | CEEDC DE Survey 2019 | [17 empty] | Yes | Yes | [37 empty] | Yes | No | No |  |  |  | 1531651.6 | [8 empty] | No |  |  | 21.98
100691 | CFB Halifax - Windsor Park | FALSE | TRUE | FALSE | FALSE | Department of National Defense |  | Halifax | NS | 44.652 | -63.572 | operating | 1957 |  | 2017 | 9111 |  |  | Large | [10 empty] | Yes | CEEDC DE Survey 2019 | [17 empty] | Yes | Yes | [37 empty] | Yes | No | No |  |  |  | 382510.95 | [8 empty] | No |  |  | 21.84
100692 | Dalhousie University - Halifax | FALSE | TRUE | FALSE | FALSE | Dalhousie University |  | Halifax | NS | 44.653 | -63.571 | operating | 1970 |  | 2018 | 611 | 6008 |  | large | Yes | Yes |  |  |  | Yes | Yes | Yes |  |  |  | CEEDC DE Survey 2019 |  |  | 48.3 |  | 152000 | [11 empty] | Yes | Yes | [16 empty] | 510486 | 3453.24 | [20 empty] | Yes | Yes | Yes | 65 | 14 | 7 | 4515108 | 724563 | 1738673 | 8624 | 6077 | 9840 | Yes | Yes | Yes | No | No | No | 48.3 |  | 0.6 | 152000 |  |  | 168 | 95 | 6 | 85 | 85 | 14 | 0.9
100693 | Mount Saint Vincent University | FALSE | TRUE | FALSE | FALSE |  |  | Halifax | NS | 44.654 | -63.57 | operating | 1970 |  | 2017 |  |  |  | large | [11 empty] | National District Energy Survey (2008) | [17 empty] | Yes
100694 | Queen Elizabeth II Hospital | FALSE | TRUE | FALSE | FALSE |  |  | Halifax | NS | 44.655 | -63.569 | operating | [6 empty] | large
100695 | Saint Mary's University | FALSE | TRUE | FALSE | FALSE | Saint Mary's University |  | Halifax | NS | 44.656 | -63.568 | operating | 1970 |  | 2014 | 611 |  |  | large | [6 empty] | Yes |  |  |  |  | CEEDC DE Survey 2019 |  |  | 16.2043 |  | 16846.247 | [11 empty] | Yes | [39 empty] | Yes | Yes | Yes | 7 | 10 | 4 | 1077474 | 1750000 | 1077474 | 1250 | 610 | 200 | No | No | No | No | No | No | 9.37 | 4.9 | 1.93 | 11970 | 3990 | 886.25
100696 | Tiverton Wind Farm | FALSE | FALSE | TRUE | FALSE | 3G energy |  | Hants County | NS | 45.089 | -63.917 | operating | 1970 |  | 2017 | 2211 | [14 empty] | CanWEA |  | 0.9 | [30 empty] | Yes
100697 | Ketch Harbour Wind Project | FALSE | FALSE | TRUE | FALSE | Watts Wind Energy Inc. |  | Harrietsfield | NS | 44.57 | -63.635 | operating | 2009 |  | 2017 | [15 empty] | http://wattswind.com/portfolio/ketch-harbour/ |  | 4.6 | [30 empty] | Yes
100698 | Higgins Mountain Wind Farm | FALSE | FALSE | TRUE | FALSE | 3G energy |  | Higgins Mountain | NS | 45.552 | -63.577 | operating | 2016 |  | 2017 | 221 | [14 empty] | CanWEA |  | 3.6 | [30 empty] | Yes
100699 | Isle Madame Community Wind Project | FALSE | FALSE | TRUE | FALSE | Scotian WindFields |  | Isle Madame | NS | 45.537 | -61.011 | operating | 2006 |  | 2017 | [15 empty] | CanWEA |  | 1.99 | [30 empty] | Yes
100700 | Morgan Falls Power | FALSE | FALSE | TRUE | FALSE | Seaforth Engineering Group Inc. |  | Lahave River | NS | 44.514 | -64.609 | operating | 1996 |  | 2017 | 221 | [14 empty] | Statistics Canada. Electric Power Generating Stations, 2000. |  | 0.85 |  | 3000 | [27 empty] | Yes
100701 | Limerock Wind Farm | FALSE | FALSE | TRUE | FALSE | Affinity Wind LP |  | Limerock | NS | 45.55 | -62.847 | operating | 1996 |  | 2017 | [15 empty] | CanWEA |  | 5.04 | [30 empty] | Yes
100702 | Lingan II | FALSE | FALSE | TRUE | FALSE | Glace Bay Lingan Wind Power Ltd. |  | Lingan | NS | 46.234 | -60.044 | operating | 2015 |  | 2017 | 2211 | [14 empty] | CanWEA |  | 2.3 | [30 empty] | Yes
100703 | Lingan Phase 1 | FALSE | FALSE | TRUE | FALSE | Glace Bay Lingan Wind Power Ltd. |  | Lingan | NS | 46.235 | -60.043 | operating | 2012 |  | 2017 | 2211 | [14 empty] | CanWEA |  | 2 | [30 empty] | Yes
100704 | Lingan Phase 2 | FALSE | FALSE | TRUE | FALSE | Glace Bay Lingan Wind Power Ltd. |  | Lingan | NS | 46.236 | -60.042 | operating | 2005 |  | 2017 | 2211 | [14 empty] | CanWEA |  | 2.3 | [30 empty] | Yes
100705 | Lingan Phase 3 | FALSE | FALSE | TRUE | FALSE | Glace Bay Lingan Wind Power Ltd. |  | Lingan | NS | 46.237 | -60.041 | operating | 2006 |  | 2017 | 2211 | [14 empty] | CanWEA |  | 11.5 | [30 empty] | Yes
100706 | Little Brook Wind Turbine | FALSE | FALSE | TRUE | FALSE | Nova Scotia Power Inc. |  | Little Brook | NS | 44.301 | -66.118 | operating | 2007 |  | 2017 | 221 | [14 empty] | Personal communications with Joan McDougall. http://www.nspower.ca/GreenPower/updates.shtml |  | 0.6 |  | 1900 | [28 empty] | Yes
100707 | Little River Harbour Community Wind Project | FALSE | FALSE | TRUE | FALSE | Scotian WindFields |  | Little River | NS | 44.445 | -66.145 | operating | 2002 |  | 2017 | 2211 | [14 empty] | CanWEA |  | 1.99 | [30 empty] | Yes
100708 | Liverpool Wind Energy Storage Project | FALSE | FALSE | TRUE | FALSE | Watts Wind Energy Inc. |  | Liverpool | NS | 44.033 | -64.718 | operating | 2014 |  | 2017 | [15 empty] | http://wattswind.com/portfolio/liverpool/ |  | 3.6 | [30 empty] | Yes
100709 | South Cape Mabou | FALSE | FALSE | TRUE | FALSE | Black River Wind Ltd. |  | Mabou | NS | 46.072 | -61.392 | operating | 2016 |  | 2017 | 2211 | [14 empty] | CanWEA/ http://www.blackriver.ns.ca/wind.html |  | 1.95 | [30 empty] | Yes
100710 | MacLellan's Brook Wind Power Project (New Glasgow) | FALSE | FALSE | TRUE | FALSE | Watts Wind Energy Inc. |  | MacLellan's Brook | NS | 45.55 | -62.614 | operating | 2013 |  | 2017 | [15 empty] | CanWEA |  | 6.4 | [30 empty] | Yes
100711 | Martock Ridge Wind Project | FALSE | FALSE | TRUE | FALSE | Scotian WindFields |  | Martock | NS | 44.952 | -64.161 | operating | 2016 |  | 2017 | [15 empty] | CanWEA |  | 6 | [30 empty] | Yes
100712 | Maryvale Wind Farm | FALSE | FALSE | TRUE | FALSE | OneWind |  | Maryvale | NS | 45.733 | -62.05 | operating | 2015 |  | 2017 | 2211 | [14 empty] | CanWEA |  | 6 | [30 empty] | Yes
100713 | Roseway - Harmony | FALSE | FALSE | TRUE | FALSE | Nova Scotia Power Inc. |  | Medway River | NS | 44.195 | -64.68 | operating | 1943 |  | 2017 | 221 | [14 empty] | https://www.npcc.org/Library/Resource%20Adequacy/2016%20Maritimes%20Area%20CRRA%20for%20RCCpaf.pdf |  | 0.7 | [29 empty] | Yes
100714 | Glen Dhu Phase 1 | FALSE | FALSE | TRUE | FALSE | Shear Wind Inc. | Capstone Infrastructure | Merigomish | NS | 45.63 | -62.432 | operating | 2010 |  | 2017 | 2211 | [14 empty] | CanWEA |  | 20.7 | [30 empty] | Yes
100715 | Glen Dhu Phase 2 | FALSE | FALSE | TRUE | FALSE | Shear Wind Inc. | Capstone Infrastructure | Merigomish | NS | 45.631 | -62.431 | operating | 2011 |  | 2017 | 2211 | [14 empty] | CanWEA |  | 41.4 | [30 empty] | Yes
100716 | Mersey River | FALSE | FALSE | TRUE | FALSE | Nova Scotia Power Inc. |  | Mersey River | NS | 44.08 | -64.801 | operating | 1929 |  | 2017 | 221 | [14 empty] | https://www.npcc.org/Library/Resource%20Adequacy/2016%20Maritimes%20Area%20CRRA%20for%20RCCpaf.pdf |  | 43 | [29 empty] | Yes
100717 | Melford & Goldboro | FALSE | FALSE | TRUE | FALSE | District of Guysborough |  | Middle Melford | NS | 45.537 | -61.316 | operating | 1955 |  | 2017 | [17 empty] | 0.25 | [30 empty] | Yes
100718 | Taylor Lumber | TRUE | FALSE | TRUE | FALSE | Taylor Lumber Company Ltd. |  | Middle Musquodoboit | NS | 45.045 | -63.143 | operating | 2000 |  | 2015 | 322 | [14 empty] | CEEDC Cogen survey 2019 |  | 1.15 |  | 10074 |  |  |  | Yes | 8760 | 1 |  |  | 1.15 |  | 10074 | [6 empty] | Yes
100719 | Fitzpatrick's Mountain | FALSE | FALSE | TRUE | FALSE | Affinity Renewables |  | Millsville | NS | 44.996 | -64.817 | operating | 2015 |  | 2017 | [15 empty] | CanWEA |  | 1.4 | [30 empty] | Yes
100721 | Dalhousie Mountain Wind | FALSE | FALSE | TRUE | FALSE | RMS Energy Ltd. |  | Mount Thom | NS | 45.513 | -63.011 | operating | 2009 |  | 2017 | 2211 | [14 empty] | CanWEA |  | 51 |  | 175000000 | [28 empty] | Yes
100722 | Mulgrave Community Wind Farm | FALSE | FALSE | TRUE | FALSE | Celtic Current LP |  | Mulgrave | NS | 45.612 | -61.392 | operating | 2009 |  | 2017 | [15 empty] | CanWEA/ http://www.celticcurrent.ca/projects/mulgrave/ |  | 2.4 | [30 empty] | Yes
100723 | Northern Pulp Nova Scotia | TRUE | FALSE | TRUE | FALSE | Northern Pulp Nova Scotia Corporation |  | New Glasgow | NS | 45.587 | -62.645 | operating | 1967 |  | 2015 | 322 | 815 | [13 empty] | CEEDC Cogen survey 2019 | [18 empty] | Yes |  |  | Yes | Yes | [13 empty] | 861047 |  |  | 1663018 | 7342397
100724 | South Canoe Wind Farm | FALSE | FALSE | TRUE | FALSE | Nova Scotia Power Inc. | Minas Basin Pulp | New Ross | NS | 44.737 | -64.457 | operating | 2015 |  | 2017 | [15 empty] | CanWEA |  | 102 | [30 empty] | Yes
100725 | Nictaux | FALSE | FALSE | TRUE | FALSE | Nova Scotia Power Inc. |  | Nictaux River | NS | 44.911 | -65.029 | operating | 1954 |  | 2017 | 221 | [14 empty] | https://www.npcc.org/Library/Resource%20Adequacy/2016%20Maritimes%20Area%20CRRA%20for%20RCCpaf.pdf |  | 8 | [29 empty] | Yes
100726 | Nine Mile River Community Wind Project | FALSE | FALSE | TRUE | FALSE | Scotian WindFields |  | Nine Mile River | NS | 45.042 | -63.577 | operating | 1954 |  | 2017 | [15 empty] | CanWEA |  | 4 | [30 empty] | Yes
100727 | North Beaverbank Community Wind Project | FALSE | FALSE | TRUE | FALSE | Scotian WindFields |  | North Beaver Bank | NS | 44.886 | -63.704 | operating | 2015 |  | 2017 | [15 empty] | CanWEA |  | 8 | [30 empty] | Yes
100728 | St. Margaret's Bay | FALSE | FALSE | TRUE | FALSE | Nova Scotia Power Inc. |  | North East River | NS | 44.586 | -64.166 | operating | 1922 |  | 2017 | 221 | [14 empty] | https://www.npcc.org/Library/Resource%20Adequacy/2016%20Maritimes%20Area%20CRRA%20for%20RCCpaf.pdf |  | 11 | [29 empty] | Yes
100729 | North Side Civic Centre | FALSE | FALSE | TRUE | FALSE |  |  | North Sydney | NS | 46.206 | -60.252 | operating | 1922 | [17 empty] | http://www.thekubesolutions.com/index.php/arenas/case-studies/northside-community-civic-centre |  |  | 0.675 | [20 empty] | Yes
100730 | Minas - Upper St. Croix Salmon Hole Dam | FALSE | FALSE | TRUE | FALSE | Minas Basin Pulp and Paper Co. Ltd. |  | Panuke Lake | NS | 44.74 | -64.128 | operating | 1938 |  | 2017 | 322 | [14 empty] | Statistics Canada. Electric Power Generating Stations, 2000. |  | 2 | [29 empty] | Yes
100731 | Paradise | FALSE | FALSE | TRUE | FALSE | Nova Scotia Power Inc. |  | Paradise | NS | 44.867 | -65.224 | operating | 1950 |  | 2017 | 221 | [14 empty] | https://www.npcc.org/Library/Resource%20Adequacy/2016%20Maritimes%20Area%20CRRA%20for%20RCCpaf.pdf |  | 5 | [29 empty] | Yes
100732 | Auld's Mountain Wind Farm | FALSE | FALSE | TRUE | FALSE | Natural Forces Wind Inc. |  | Piedmont | NS | 45.6 | -62.367 | operating | 1950 |  | 2017 | [15 empty] | CanWEA |  | 4.6 |  | 18100 | [28 empty] | Yes
100734 | Chebucto Pockwock Community Wind | FALSE | FALSE | TRUE | FALSE | Chebucto Wind Field Inc. |  | Pockwock | NS | 44.777 | -63.857 | operating | 2017 |  | 2017 | [15 empty] | CanWEA/ http://chebuctowindfield.ca/projects/ |  | 10 | [30 empty] | Yes
100735 | Point Aconi Community Wind Project | FALSE | FALSE | TRUE | FALSE | Celtic Current LP |  | Point Aconi | NS | 46.317 | -60.3 | operating | 2014 |  | 2017 | [15 empty] | http://www.celticcurrent.ca/projects/point-aconi/ |  | 1.9 | [30 empty] | Yes
100736 | Point Tupper Phase 1 | FALSE | FALSE | TRUE | FALSE | Renewable Energy Services Ltd. |  | Point Tupper | NS | 45.606 | -61.353 | operating | 2006 |  | 2017 | 2211 | [14 empty] | CanWEA |  | 0.8 | [30 empty] | Yes
100737 | Point Tupper Phase 2 | FALSE | FALSE | TRUE | FALSE | Renewable Energy Services Ltd. |  | Point Tupper | NS | 45.607 | -61.352 | operating | 2010 |  | 2017 | 221 | [14 empty] | CanWEA |  | 22.55 | [30 empty] | Yes
100738 | Université Sainte-Anne | FALSE | TRUE | FALSE | FALSE | Université Sainte-Anne |  | Pointe-de-l'Eglise | NS | 44.339 | -66.114 | operating | 2010 |  | 2014 | 611 |  |  | small | Yes |  |  | Yes |  |  | Yes |  |  |  |  | CEEDC DE Survey 2019 |  |  | 1.758 |  | 5625.83 | [16 empty] | Yes | [5 empty] | Yes |  |  |  |  | Yes | [23 empty] | No | Yes | No |  | 17 |  |  | 384852.92 |  |  | 350 |  |  | No | [5 empty] | 1.76 |  |  | 5625.83
100739 | Port Hawkesbury Biomass Cogeneration Project | TRUE | FALSE | TRUE | FALSE | Nova Scotia Power |  | Port Hawkesbury | NS | 45.628 | -61.359 | operating | 2013 |  | 2015 | 221 | [14 empty] | CEEDC Cogen survey 2019 | [16 empty] | Yes |  |  |  |  | Yes | [17 empty] | 9380000
100740 | Port Hawkesbury Civic Centre | FALSE | FALSE | TRUE | FALSE | Icekube Systems |  | Port Hawkesbury | NS | 45.629 | -61.358 | operating |  |  |  | 713 | [14 empty] | http://www.thekubesolutions.com/index.php/arenas/case-studies/port-hawksbury-civic-centre |  |  | 0.338 | [20 empty] | Yes
100741 | Porters Lake | FALSE | FALSE | TRUE | FALSE | Watts Wind Energy Inc. |  | Porters Lake | NS | 44.74 | -63.31 | operating | 2004 |  | 2017 | [15 empty] | http://wattswind.com/portfolio/porters-lake/ |  | 3.2 | [30 empty] | Yes
100742 | Marshville Limited | FALSE | FALSE | TRUE | FALSE | Renewable Energy Services Ltd. |  | River John | NS | 45.75 | -63.058 | operating | 2016 |  | 2017 | 221 | [16 empty] | 0.8 | [30 empty] | Yes
100743 | Roseway | FALSE | FALSE | TRUE | FALSE | Nova Scotia Power Inc. |  | Roseway River | NS | 43.821 | -65.371 | operating | 1921 |  | 2017 | 221 | [14 empty] | https://www.npcc.org/Library/Resource%20Adequacy/2016%20Maritimes%20Area%20CRRA%20for%20RCCpaf.pdf |  | 0.7 | [29 empty] | Yes
100744 | Saint Rose Community Wind Project | FALSE | FALSE | TRUE | FALSE | Scotian WindFields |  | Saint Rose | NS | 46.347 | -61.183 | operating | 1921 |  | 2017 | 2211 | [14 empty] | CanWEA |  | 1.99 | [30 empty] | Yes
100745 | Sheet Harbour Hydro | FALSE | FALSE | TRUE | FALSE | Nova Scotia Power Inc. |  | Sheet Harbour | NS | 44.928 | -62.544 | operating | 2014 |  | 2017 | [15 empty] | https://www.npcc.org/Library/Resource%20Adequacy/2016%20Maritimes%20Area%20CRRA%20for%20RCCpaf.pdf |  | 11 | [29 empty] | Yes
100746 | Watts Section | FALSE | FALSE | TRUE | FALSE | Watts Wind Energy Inc. |  | Sheet Harbour | NS | 44.929 | -62.543 | operating | 2011 |  | 2017 | 2211 | [14 empty] | CanWEA |  | 1.5 | [30 empty] | Yes
100747 | Sissiboo Falls | FALSE | FALSE | TRUE | FALSE | Nova Scotia Power Inc. |  | Sissiboo River | NS | 44.428 | -65.999 | operating | 1961 |  | 2017 | 221 | [14 empty] | https://www.npcc.org/Library/Resource%20Adequacy/2016%20Maritimes%20Area%20CRRA%20for%20RCCpaf.pdf |  | 5.3 | [29 empty] | Yes
100748 | Ropak Can Am | FALSE | FALSE | TRUE | FALSE | Ropak Can Am Ltd. |  | Springhill | NS | 45.649 | -64.06 | operating | 1961 |  |  | 3261 | [14 empty] | www.caddet-ee.org/infostore/details.php?id=1659&section=general | [23 empty] | Yes
100749 | Dr. Carson & Marion Murray Community Centre | FALSE | FALSE | TRUE | FALSE | Icekube Systems |  | Springhill | NS | 45.65 | -64.059 | operating | 1988 |  |  | 713 | [14 empty] | http://www.thekubesolutions.com/index.php/arenas/case-studies/springhill-community-centre |  |  | 0.791 | [20 empty] | Yes
100750 | Springhill Wind Farm | FALSE | FALSE | TRUE | FALSE | 3G energy |  | Springhill | NS | 45.651 | -64.058 | operating | 2004 |  | 2017 | 221 | [14 empty] | CanWEA |  | 2.1 | [30 empty] | Yes
100751 | Minas - Lower St Croix | FALSE | FALSE | TRUE | FALSE | Minas Basin Pulp and Paper Co. Ltd. |  | St. Croix River | NS | 45.004 | -64.119 | operating | 1934 |  | 2017 | 322 | [14 empty] | Statistics Canada. Electric Power Generating Stations, 2000. |  | 3 |  | 23000 | [27 empty] | Yes
100752 | Cape Breton University | FALSE | TRUE | FALSE | FALSE | Cape Breton University |  | Sydney | NS | 46.137 | -60.194 | operating | 1970 |  | 2017 | 611 | 8030 |  | medium | [6 empty] | Yes |  |  |  |  | CEEDC DE Survey 2019 |  |  | 8.2061 |  | 8792.24 | [16 empty] | Yes | [34 empty] | No | Yes | No |  | 8 |  |  | 560000 | [5 empty] | No |  |  | No |  |  | 7 |  |  | 15000 |  |  | 200 |  |  | 150
100753 | Spiddle Hill Phase I | FALSE | FALSE | TRUE | FALSE | Colchester-Cumberland Wind Field Inc. |  | Tatamagouche | NS | 45.709 | -63.294 | operating | 1970 |  | 2017 | 2211 | [14 empty] | CanWEA |  | 0.8 | [30 empty] | Yes
100754 | Spiddle Hill Phase II | FALSE | FALSE | TRUE | FALSE | Colchester-Cumberland Wind Field Inc. |  | Tatamagouche | NS | 45.71 | -63.293 | operating | 2011 |  | 2017 | [17 empty] | 0.95 | [30 empty] | Yes
100755 | Dalhousie University - Agricultural Campus | FALSE | TRUE | FALSE | FALSE | Dalhousie University |  | Bible Hill | NS | 45.366 | -63.287 | operating | 2018 |  | 2018 | 611 | 6008 |  | Small | [6 empty] | Yes |  |  |  |  | CEEDC DE Survey 2019 | [6 empty] | 1 | Yes |  |  | ORC | 2018 | [9 empty] | Yes | [34 empty] | No | Yes | No |  | 21 |  |  | 708894 |  |  | 8530 |  |  | Yes |  |  | No
100756 | Millbrook Community Wind | FALSE | FALSE | TRUE | FALSE | Millbrook Community Wind Inc. |  | Truro | NS | 45.367 | -63.286 | operating | 2014 |  | 2017 | [17 empty] | 6 | [30 empty] | Yes
100757 | Nova Institution | FALSE | TRUE | FALSE | FALSE | Corrections Services Canada |  | Truro | NS | 45.368 | -63.285 | operating | 2014 |  | 2018 | 9112 |  |  | Small | [9 empty] | Yes |  | CEEDC DE Survey 2019 |  |  | 0.211 | [53 empty] | Yes | No | No |  |  |  | 83164.04
100758 | Nuttby Mountain Wind Farm | FALSE | FALSE | TRUE | FALSE | Nova Scotia Power Inc. |  | Truro | NS | 45.369 | -63.284 | operating | 1994 |  | 2017 | 2211 | [14 empty] | CanWEA |  | 50.6 | [30 empty] | Yes
100759 | Truro Heights Community Wind | FALSE | FALSE | TRUE | FALSE | Truro Heights Wind LP |  | Truro | NS | 45.37 | -63.283 | operating | 2010 |  | 2017 | [15 empty] | CanWEA |  | 4.4 | [30 empty] | Yes
100761 | Tusket Hydro | FALSE | FALSE | TRUE | FALSE | Nova Scotia Power Inc. |  | Tusket River | NS | 43.704 | -65.957 | operating | 1929 |  | 2017 | 221 | [14 empty] | https://www.npcc.org/Library/Resource%20Adequacy/2016%20Maritimes%20Area%20CRRA%20for%20RCCpaf.pdf |  | 2.7 | [29 empty] | Yes
100762 | Wedgeport Wind Power Project | FALSE | FALSE | TRUE | FALSE | Watts Wind Energy Inc. |  | Wedgeport | NS | 43.735 | -65.98 | operating | 1929 |  | 2017 | [15 empty] | CanWEA |  | 1.6 | [30 empty] | Yes
100763 | Ellershouse Wind Farm | FALSE | FALSE | TRUE | FALSE | Alternative Resource Energy Authority |  | Hants County | NS | 45.09 | -63.916 | operating | 2015 |  | 2017 | [15 empty] | CanWEA |  | 9.2 | [30 empty] | Yes
100764 | Whynotts Community Wind | FALSE | FALSE | TRUE | FALSE | Whynotts Wind Ltd. |  | Whynotts | NS | 44.4 | -64.467 | operating | 2015 |  | 2017 | [15 empty] | CanWEA |  | 4 | [30 empty] | Yes
100765 | Acadia University | FALSE | TRUE | FALSE | FALSE |  |  | Wolfville | NS | 45.092 | -64.36 | operating | 2014 |  | 2017 |  |  |  | Small | [11 empty] | http://sustainability.acadiau.ca/energy-and-climate.html | [16 empty] | Yes
100766 | Wreck Cove | FALSE | FALSE | TRUE | FALSE | Nova Scotia Power Inc. |  | Wreck Cove | NS | 46.55 | -60.411 | operating | 1978 |  | 2017 | 221 | [14 empty] | https://www.npcc.org/Library/Resource%20Adequacy/2016%20Maritimes%20Area%20CRRA%20for%20RCCpaf.pdf |  | 230 | [29 empty] | Yes
100767 | Black Pond Community Wind Project | FALSE | FALSE | TRUE | FALSE | Scotian WindFields |  | Yarmouth | NS | 43.837 | -66.117 | operating | 1978 |  | 2017 | [15 empty] | CanWEA |  | 1.99 | [30 empty] | Yes
100768 | Pubnico Point | FALSE | FALSE | TRUE | FALSE | NextEra Energy Canada |  | Yarmouth | NS | 43.838 | -66.116 | operating | 2015 |  | 2017 | 221 | [14 empty] | http://www.nexteraenergyresources.com/pdf_redesign/Pubnico.pdf |  | 30.6 | [30 empty] | Yes
100771 | Behchoko | FALSE | TRUE | FALSE | FALSE | Northwest Territories |  | Behchoko | NT | 62.823 | -115.988 | operating | 2014 |  | 2015 |  |  |  | small | Yes | [5 empty] | Yes | Yes |  |  |  | CIEEDAC DE Survey 2015 |  |  | 0.54 |  | 497.8 | [13 empty] | Yes |  |  | Yes | [14 empty] | 706.84 |  |  | 1792 | [16 empty] | No | Yes | No |  | 3 |  |  | 38736 |  |  | 2624 |  |  | Yes | [5 empty] | 0.54 |  |  | 497.8
100772 | Diavik Mine Wind Farm | FALSE | FALSE | TRUE | FALSE | Rio Tinto Alcan Inc. | Harry Winston Diamond Corp | Diavik Diamond Mine | NT | 62.453 | -114.374 | operating | 2014 |  | 2017 | 2211 | [14 empty] | CanWEA/http://canwea.ca/wp-content/uploads/2013/12/canwea-casestudy-DiavikMine-e-web2.pdf |  | 9.2 |  | 1700 | [28 empty] | Yes
100773 | Fort Liard | TRUE | TRUE | FALSE | FALSE | Northwest Territories Power Corporation |  | Fort Liard, NT | NT | 60.24 | -123.473 | operating | 2012 |  | 2017 | 221 | 6805 |  | rural | [11 empty] | CEEDC Cogen survey 2019 | http://www.enr.gov.nt.ca/sites/enr/files/building_a_regulatory_framework_for_geothermal_in_the_nwt.pdf | 1 | 1 | [6 empty] | 1 | DE |  | 1 | 1 | [9 empty] | Yes
100774 | Aadrii | FALSE | TRUE | FALSE | FALSE |  |  | Fort McPherson | NT | 67.436 | -134.881 | operating | 1997 |  | 2017 |  |  |  | rural | [11 empty] | http://www.fvbenergy.com/projects/aadrii-district-energy-system/ | https://www.bullfrogpower.com/wp-content/uploads/2015/09/Fort_McPherson-Biomass.pdf |  | 0.085 | [15 empty] | Yes |  |  | Yes
100775 | Fort Simpson | FALSE | TRUE | FALSE | FALSE |  |  | Fort Simpson | NT | 61.863 | -121.353 | operating | [6 empty] | small
100776 | Fort Simpson Solar Energy Project | FALSE | FALSE | TRUE | FALSE | Community of Fort Simpson |  | Fort Simpson | NT | 61.864 | -121.352 | operating | [18 empty] | http://www.skyfireenergy.com/solar-commercial/grid-tied-electric-systems/104kw-diesel-offset-solar-photovoltaic-system-fort-simpson-northwest-territories/ |  | 0.104 | [28 empty] | Yes
100777 | Fort Smith | FALSE | TRUE | FALSE | FALSE | Northwest Territories |  | Fort Smith | NT | 60.006 | -111.885 | operating | 2010 |  | 2015 |  |  |  | small | Yes | [5 empty] | Yes |  |  |  |  | CIEEDAC DE Survey 2015 |  |  | 0.75 |  | 4000 | [13 empty] | Yes |  |  | Yes | [14 empty] | 9529.2 |  |  | 4874.52 | [16 empty] | No | Yes | No |  | 3 |  |  | 86080 |  |  | 656 |  |  | Yes | [5 empty] | 0.75 |  |  | 4000
100778 | Hay River Schools | FALSE | TRUE | FALSE | FALSE | Northwest Territories |  | Hay River | NT | 60.816 | -115.785 | operating | 2010 |  | 2015 |  |  |  | small | [6 empty] | Yes |  |  |  |  | CIEEDAC DE Survey 2015 |  |  | 0.9 |  | 2770.2778 | [13 empty] | Yes |  |  | Yes | [14 empty] | 4778.88 |  |  | 5194 | [16 empty] | No | Yes | No |  | 4 |  |  | 152039 |  |  | 3280 |  |  | No | [5 empty] | 0.9 |  |  | 2770.2778
100779 | Inuvik | FALSE | TRUE | FALSE | FALSE |  |  | Inuvik | NT | 68.361 | -133.723 | operating | 2010 | [5 empty] | small
100780 | Snare Rapids / Ted Humphreys | FALSE | FALSE | TRUE | FALSE | NWT Power Corp. |  | Snare Rapids | NT | 63.437 | -116.184 | operating | 1948 |  | 2017 | 221 | [14 empty] | Statistics Canada. Electric Power Generating Stations, 2000. |  | 8.5 | [29 empty] | Yes
100781 | Snare Cascades | FALSE | FALSE | TRUE | FALSE | NWT Power Corp. |  | Snare River | NT | 63.438 | -116.183 | operating | 1996 |  | 2017 | 221 | [14 empty] | Statistics Canada. Electric Power Generating Stations, 2000. http://www.canren.gc.ca/tech_appl/index.asp?CaID=4&PgID=32 |  | 4.3 | [29 empty] | Yes
100782 | Snare Falls / Johnny Simpson | FALSE | FALSE | TRUE | FALSE | NWT Power Corp. |  | Snare River | NT | 63.439 | -116.182 | operating | 1961 |  | 2017 | 221 | [14 empty] | Statistics Canada. Electric Power Generating Stations, 2000. |  | 7.5 | [29 empty] | Yes
100783 | Snare Forks | FALSE | FALSE | TRUE | FALSE | NWT Power Corp. |  | Snare River | NT | 63.44 | -116.181 | operating | 1975 |  | 2017 | 221 | [14 empty] | Statistics Canada. Electric Power Generating Stations, 2000. |  | 9.15 | [29 empty] | Yes
100784 | Taltson | FALSE | FALSE | TRUE | FALSE | NWT Power Corp. |  | Taltson River | NT | 60.925 | -112.366 | operating | 1965 |  | 2017 | 221 | [14 empty] | Statistics Canada. Electric Power Generating Stations, 2000. |  | 18 |  | 59612.758 | [27 empty] | Yes
100785 | Yellowknife | FALSE | TRUE | FALSE | FALSE |  |  | Yellowknife | NT | 62.454 | -114.372 | operating | 1965 |  | 2017 |  |  |  | small | [11 empty] | https://fcm.ca/Documents/case-studies/PCP/2013/Yellowknifes_Biomass_Boiler_District_Energy_System_EN.pdf | [18 empty] | Yes |  |  | Yes
100787 | Yellowknife GNWT Office Buildings | FALSE | TRUE | FALSE | FALSE | Northwest Territories |  | Yellowknife | NT | 62.455 | -114.371 | operating | 2014 |  | 2015 |  |  |  | small |  |  |  | Yes | [7 empty] | CIEEDAC DE Survey 2015 |  |  |  |  | 2581.3889 | [13 empty] | Yes |  |  | Yes | [14 empty] | 6339.04 |  |  | 2954 | [16 empty] | Yes | Yes | No | 3 |  |  | 161400 |  |  | 164 |  |  | No | [9 empty] | 2581.3889
100788 | Bluefish | FALSE | FALSE | TRUE | FALSE | NWT Power Corp. |  | Yellowknife River | NT | 62.519 | -114.32 | operating | 1940 |  | 2017 | 221 | [14 empty] | Statistics Canada. Electric Power Generating Stations, 2000. |  | 7.5 |  | 96064 | [27 empty] | Yes
100789 | CFS Alert | TRUE | TRUE | FALSE | FALSE | Department of National Defense |  | Alert | NU | 82.502 | -62.348 | operating | 1992 |  | 2017 | 221 |  |  | Rural | [10 empty] | Yes | CEEDC Cogen survey 2019 |  | 3.4 | 0.48 | 6500 | 3839 | 1 |  | No |  | 4 | DE |  | 3.4 | 0.48 | 6500 | 3839 |  |  | Yes | [17 empty] | 83160 | [19 empty] | No | Yes | No
100790 | Arviat | TRUE | TRUE | FALSE | FALSE | Qulliq Energy Corporation |  | Arviat | NU | 61.108 | -94.062 | operating | 2001 |  | 2015 | 221 | 17386 |  | small | [6 empty] | Yes |  |  |  |  | CEEDC Cogen survey 2019 |  | 2.36 |  | 5932 | 2500 |  |  | Yes |  | 4 | DE |  | 2.36 |  | 5932 | 2500 |  |  | Yes | [37 empty] | Yes | Yes | No | 4 | [5 empty] | 6560 |  |  | Yes | [9 empty] | 2500
100791 | Federal Stand by Plant | TRUE | FALSE | FALSE | FALSE | Government of Nunavut |  | Iqaluit | NU | 63.747 | -68.517 | operating | 2001 |  | 2015 | 221 | 17367 | [13 empty] | CEEDC Cogen survey 2019 |  | 2.8 | [5 empty] | Yes |  | 1 |  |  | 2.8
100792 | Iqaluit | TRUE | TRUE | FALSE | FALSE | Qulliq Energy Corporation |  | Iqaluit | NU | 63.748 | -68.516 | operating | 2006 |  | 2015 | 221 |  |  | small |  | Yes |  |  |  | Yes | Yes |  |  |  |  | CIEEDAC Cogeneration survey 2016 |  | 21.1 |  |  | 4800 |  |  | Yes |  | 6 |  |  | 21.1 |  | 0 | 4800 |  |  | Yes | [5 empty] | Yes | [11 empty] | 386800 | [19 empty] | Yes | Yes | No | 3 | [5 empty] | 3280 |  |  | Yes | [9 empty] | 4800
100793 | Rankin Inlet | FALSE | TRUE | FALSE | FALSE | Qulliiq Energy Corporation |  | Rankin Inlet | NU | 62.808 | -92.085 | operating | 2006 |  | 2017 | 221 |  |  | small | Yes | Yes |  | Yes |  | Yes | Yes | Yes |  |  |  | CEEDC DE Survey 2019 |  | 6.2 |  |  | 8450000 |  |  | Yes |  | 4 |  |  | 6.2 |  | 0 | 8450000 |  |  | Yes | [37 empty] | No | Yes | No | 12 | 12 |  |  |  |  | 9840 | 3000 |  | Yes | Yes | [8 empty] | 8450
100794 | Fort McPherson District Energy | TRUE | TRUE | FALSE | FALSE | Northwest Territories Power Corporation |  | Fort McPherson | NT | 67.437 | -134.88 | operating | 2005 |  | 2015 | 221 | 6806 | [13 empty] | CEEDC Cogen survey 2019 |  | 17.2 | 16.996 | 3542 | 3500 |  |  | Yes | 205 | 3 | DE |  | 17.2 | 16.996 | 3542 | 3500 |  |  | Yes
100795 | Midnight Sun Recreation Complex | TRUE | FALSE | FALSE | FALSE | Town of Inuvik |  | Inuvik | NT | 68.362 | -133.722 | operating | 2002 |  | 2015 | 713 | [14 empty] | CEEDC Cogen survey 2019 |  | 0.6 | 1.2 | 525 | 1050 |  |  | Yes | 875 | 2 | MT |  | 0.6 | 1.2 | 525 | 1050 | [5 empty] | Yes
100796 | Metrus Building | FALSE | FALSE | TRUE | FALSE |  |  | Concord | ON | 43.798 | -79.508 | operating |  |  |  | 531 | [14 empty] | NRCAN | [23 empty] | Yes
100797 | Otter Rapids | FALSE | FALSE | TRUE | FALSE | Ontario Power Generation Inc. |  | Abitibi River | ON | 50.647 | -81.313 | operating | 1961 |  | 2017 | 221 | [14 empty] | Statistics Canada. Electric Power Generating Stations, 2000. |  | 182 | [29 empty] | Yes
100798 | Haja Solar Farm | FALSE | FALSE | TRUE | FALSE | Green Energy Co-operative of Ontario Inc. |  | Acton | ON | 43.634 | -80.041 | operating | 1961 |  | 2017 | [15 empty] | IESO Active Generation Contract List 2170 |  | 0.5 | [28 empty] | Yes
100799 | SFF 24 | FALSE | FALSE | TRUE | FALSE |  |  | Acton | ON | 43.635 | -80.04 | operating | 2016 |  | 2017 | [15 empty] | IESO Active Generation Contract List 2947 |  | 0.25 | [28 empty] | Yes
100800 | Napier Wind Farm | FALSE | FALSE | TRUE | FALSE | wpd Canada |  | Adelaide-Metcalfe | ON | 42.915 | -81.735 | operating | 2018 |  | 2017 | [15 empty] | http://canada.wpd.de/projects/in-canada/napier/general-information.html |  | 4.1 |  | 11334.2 | [28 empty] | Yes
100801 | Aguasabon Station | FALSE | FALSE | TRUE | FALSE | Ontario Power Generation Inc. |  | Aguasabon River | ON | 48.786 | -87.12 | operating | 1948 |  | 2017 | 221 | [14 empty] | http://www.opg.com/generating-power/hydro/northwest-ontario/Pages/aguasabon-station.aspx |  | 45 | [29 empty] | Yes
100802 | Alexander Station | FALSE | FALSE | TRUE | FALSE | Ontario Power Generation Inc. |  | Aguasabon River | ON | 48.787 | -87.119 | operating | 1930 |  | 2017 | 221 | [14 empty] | http://www.opg.com/generating-power/hydro/northwest-ontario/Pages/alexander-station.aspx |  | 69 | [29 empty] | Yes
100803 | Van Osch Farms | FALSE | FALSE | TRUE | FALSE | Solarize Energy (2011) Inc. |  | Ailsa Craig | ON | 43.147 | -81.534 | operating | 2011 |  | 2017 | [15 empty] | IESO Active Generation Contract List 2842 |  | 0.25 | [28 empty] | Yes
100804 | Van Osch Farms A | FALSE | FALSE | TRUE | FALSE | Solarize Energy (2011) Inc. |  | Ailsa Craig | ON | 43.148 | -81.533 | operating | 2012 |  | 2017 | [15 empty] | IESO Active Generation Contract List 3439 |  | 0.175 | [28 empty] | Yes
100805 | Van Osch Farms B | FALSE | FALSE | TRUE | FALSE | Solarize Energy (2011) Inc. |  | Ailsa Craig | ON | 43.149 | -81.532 | operating | 2011 |  | 2017 | [15 empty] | IESO Active Generation Contract List 2633 |  | 0.25 | [28 empty] | Yes
100806 | (C17) Real Canadian Superstore Kingston Road West | FALSE | FALSE | TRUE | FALSE | Northland Power Rooftop Solar I Partnership |  | Ajax | ON | 43.851 | -79.02 | operating | 2011 |  | 2017 | [15 empty] | IESO Active Generation Contract List 3193 |  | 0.22607 | [28 empty] | Yes
100807 | (O1) Bayly Street Warehouse | FALSE | FALSE | TRUE | FALSE | Firelight Solar LP |  | Ajax | ON | 43.852 | -79.019 | operating | 2014 |  | 2017 | [15 empty] | IESO Active Generation Contract List 2028 |  | 0.5 | [28 empty] | Yes
100808 | 377 MacKenzie Ave | FALSE | FALSE | TRUE | FALSE | Nautilus Green Energy 6 LP |  | Ajax | ON | 43.853 | -79.018 | operating | 2014 |  | 2017 | [15 empty] | IESO Active Generation Contract List 3310 |  | 0.2 | [28 empty] | Yes
100809 | 651 Harwood Ave N | FALSE | FALSE | TRUE | FALSE | 2344215 Ontario Inc. |  | Ajax | ON | 43.854 | -79.017 | operating | 2015 |  | 2017 | [15 empty] | IESO Active Generation Contract List 2069 |  | 0.5 | [28 empty] | Yes
100810 | Ajax | FALSE | TRUE | TRUE | FALSE |  |  | Ajax | ON | 43.855 | -79.016 | operating | 2015 |  | 2017 |  |  |  | Large | [11 empty] | http://www.ajax.ca/en/doingbusinessinajax/Index-Energy-Steam-Plant.asp |  | 25 | [19 empty] | Yes
100811 | H06-256-260 KINGSTON | FALSE | FALSE | TRUE | FALSE | MOM I LP |  | Ajax | ON | 43.856 | -79.015 | operating | 2014 |  | 2017 | [15 empty] | IESO Active Generation Contract List 2399 |  | 0.45 | [28 empty] | Yes
100812 | Solexica - 380 Kingston | FALSE | FALSE | TRUE | FALSE | Solexica Solar Ajax GP |  | Ajax | ON | 43.857 | -79.014 | operating | 2015 |  | 2017 | [15 empty] | IESO Active Generation Contract List 2888 |  | 0.25 | [28 empty] | Yes
100813 | Solexica - 462 Kingston | FALSE | FALSE | TRUE | FALSE | Solexica Solar Ajax GP |  | Ajax | ON | 43.858 | -79.013 | operating | 2015 |  | 2017 | [15 empty] | IESO Active Generation Contract List 2938 |  | 0.25 | [28 empty] | Yes
100814 | Veridian Connections Solar - Head Office | FALSE | FALSE | TRUE | FALSE | Veridian Connections Inc. |  | Ajax | ON | 43.859 | -79.012 | operating | 2012 |  | 2017 | [15 empty] | IESO Active Generation Contract List 3767 |  | 0.12 | [28 empty] | Yes
100815 | LapWel Renewable Energy (shop rooftop) | FALSE | FALSE | TRUE | FALSE | 2114520 Ontario Inc. |  | Alexandria | ON | 45.311 | -74.637 | operating | 2014 |  | 2017 | [15 empty] | IESO Active Generation Contract List 2865 |  | 0.25 | [28 empty] | Yes
100816 | Alfred Solar | FALSE | FALSE | TRUE | FALSE | Canadian Solar Solutions Inc. |  | Alfred | ON | 45.559 | -74.88 | operating | 2015 |  | 2017 | [15 empty] | http://whiteconstruction.com/portfolio/item/unity-solar/ |  | 10 | [28 empty] | Yes
100817 | AP MUNI P3 | FALSE | FALSE | TRUE | FALSE | AP MUNI P3 LP |  | Alfred | ON | 45.56 | -74.879 | operating | 2015 |  | 2017 | [15 empty] | IESO Active Generation Contract List 2093 |  | 0.5 | [28 empty] | Yes
100818 | Longueil TS Malbouef | FALSE | FALSE | TRUE | FALSE | SunE Alfred LP |  | Alfred | ON | 45.561 | -74.878 | operating | 2013 |  | 2017 | [15 empty] | IESO Active Generation Contract List 2016 |  | 10 | [28 empty] | Yes
100819 | Pendleton Solar Energy Centre | FALSE | FALSE | TRUE | FALSE | EDF EN Canada |  | Alfred | ON | 45.562 | -74.877 | planned | 2013 | [19 empty] | 12 | [28 empty] | Yes
100820 | Ernest Cumberland Elementary School | FALSE | FALSE | TRUE | FALSE |  |  | Alliston | ON | 44.154 | -79.869 | operating | 2017 |  |  | 6111 | [14 empty] | Walter Harley, 705-728-7570 | [23 empty] | Yes
100821 | Holy Family School | FALSE | FALSE | TRUE | FALSE |  |  | Alliston | ON | 44.155 | -79.868 | operating |  |  |  | 6111 | [14 empty] | Gino Di Rezze, Groundheat, 905-737-6851 | [23 empty] | Yes
100822 | N.T. Recreational Centre - 7300 Industrial Parkway | FALSE | FALSE | TRUE | FALSE | Sologix Clean Energy Corp. |  | Alliston | ON | 44.156 | -79.867 | operating | 2016 |  | 2017 | [15 empty] | IESO Active Generation Contract List 2995 |  | 0.25 | [28 empty] | Yes
100823 | Sunrise Potato Farm Solar Project | FALSE | FALSE | TRUE | FALSE | Sunrise Potatoes |  | Alliston | ON | 44.157 | -79.866 | operating | 2011 |  | 2017 | [15 empty] | http://www.canadiansolar.com/solar-projects/sunrise-potato-farm-canada.html |  | 0.25 |  | 342 | [26 empty] | Yes
100824 | Whiteside Solar 1 | FALSE | FALSE | TRUE | FALSE | SCCEC LP |  | Alliston | ON | 44.158 | -79.865 | operating | 2015 |  | 2017 | [15 empty] | IESO Active Generation Contract List 3459 |  | 0.17397 | [28 empty] | Yes
100825 | Enerdu Generating Station | FALSE | FALSE | TRUE | FALSE | Enerdu Power Systems |  | Almonte | ON | 45.226 | -76.194 | operating | 2015 |  | 2017 | 221 | [14 empty] | NRCAN |  | 0.298 |  | 1950 | [27 empty] | Yes
100826 | Galetta | FALSE | FALSE | TRUE | FALSE | TransAlta Corp. |  | Almonte | ON | 45.227 | -76.193 | operating | 1907 |  | 2017 | 221 | [14 empty] | http://www.canhydro.com/galetta.asp. Statistics Canada. Electric Power Generating Stations, 2000. |  | 2 |  | 6500 | [27 empty] | Yes
100827 | Amherstburg II Solar Project | FALSE | FALSE | TRUE | FALSE | Enbridge Renewable Energy Infrastructure LP |  | Amherstburg | ON | 42.101 | -83.109 | operating | 2011 |  | 2017 | [15 empty] | http://www.enbridge.com/map#map:infrastructure,solarInfrastructure |  | 15 | [28 empty] | Yes
100828 | Amherstburg Rec Centre Solar PV Project | FALSE | FALSE | TRUE | FALSE | Essex Energy Corp. |  | Amherstburg | ON | 42.102 | -83.108 | operating | 2011 |  | 2017 | [15 empty] | IESO Active Generation Contract List 2091 |  | 0.5 | [28 empty] | Yes
100829 | Amherstburg Solar 1 | FALSE | FALSE | TRUE | FALSE | Fiera Axium Infrastructure Inc. |  | Amherstburg | ON | 42.103 | -83.107 | operating | 2013 |  | 2017 | [15 empty] | IESO Active Generation Contract List 2025 |  | 10 | [28 empty] | Yes
100830 | Amherstburg Solar Park | FALSE | FALSE | TRUE | FALSE | Capstone Infrastructure |  | Amherstburg | ON | 42.104 | -83.106 | operating | 2011 |  | 2017 | [15 empty] | IESO Active Generation Contract List 2016 |  | 20 | [28 empty] | Yes
100831 | Mikhail Sobeys 250 | FALSE | FALSE | TRUE | FALSE | 2452369 Ontario Ltd. |  | Amherstburg | ON | 42.105 | -83.105 | operating | 2011 |  | 2017 | [15 empty] | IESO Active Generation Contract List 2601 |  | 0.25 | [28 empty] | Yes
100832 | Northland Power Burks Falls West | FALSE | FALSE | TRUE | FALSE | Northland Power |  | Armour | ON | 45.618 | -79.366 | operating | 2014 |  | 2017 | [15 empty] | http://www.northlandpower.ca/What-We-Do/Operating-Assets/Solar/Burks_Falls_West.aspx |  | 10 | [28 empty] | Yes
100833 | Northland Power Burks Falls East | FALSE | FALSE | TRUE | FALSE | Northland Power |  | Armour | ON | 45.619 | -79.365 | operating | 2013 |  | 2017 | [15 empty] | http://www.northlandpower.ca/What-We-Do/Operating-Assets/Solar/Burks_Falls_East.aspx |  | 10 | [28 empty] | Yes
100834 | SPN 220 | FALSE | FALSE | TRUE | FALSE | SPN LP 4 |  | Arkell | ON | 43.537 | -80.168 | operating | 2016 |  | 2017 | [15 empty] | IESO Active Generation Contract List 3004 |  | 0.25 | [28 empty] | Yes
100835 | Arnprior Bay | FALSE | FALSE | TRUE | FALSE | Arnprior Bay Property Ltd. |  | Arnprior | ON | 45.435 | -76.352 | operating | 2011 |  | 2017 | [15 empty] | IESO Active Generation Contract List 2666 |  | 0.25 | [28 empty] | Yes
100836 | Arnprior Solar | FALSE | FALSE | TRUE | FALSE | EDF Energies Nouvelles |  | Arnprior | ON | 45.436 | -76.351 | operating | 2009 |  | 2017 | [15 empty] | http://www.edf-en.ca/projects/project_display/arnprior-solar-project-23.4-mwp |  | 23.4 | [28 empty] | Yes
100837 | Johann Reichart | FALSE | FALSE | TRUE | FALSE | Johann Reichart |  | Arnprior | ON | 45.437 | -76.35 | operating | 2012 |  | 2017 | [15 empty] | IESO Active Generation Contract List 2679 |  | 0.25 | [28 empty] | Yes
100838 | Millridge | FALSE | FALSE | TRUE | FALSE | Renfrew Solar Power Enterprises Inc. |  | Arnprior | ON | 45.438 | -76.349 | operating | 2012 |  | 2017 | [15 empty] | IESO Active Generation Contract List 2215 |  | 0.5 | [28 empty] | Yes
100839 | Arthur Wind Farm | FALSE | FALSE | TRUE | FALSE | Arthur Wind Farm LP |  | Arthur | ON | 43.833 | -80.538 | operating | 2018 |  | 2017 | 2211 | [14 empty] | CANWEA/ http://arthurwindfarm.net/ |  | 10 |  | 26349.66 | [28 empty] | Yes
100840 | Kingsbridge 1 Wind Power | FALSE | FALSE | TRUE | FALSE | EPCOR Generation Inc. |  | Ashfield-Colborne-Wawanosh | ON | 43.905 | -81.647 | operating | 2010 |  | 2017 | 221 | [14 empty] | CanWEA |  | 39.6 |  | 80168 | [28 empty] | Yes
100841 | Cavanagh Solar 2 | FALSE | FALSE | TRUE | FALSE | Thomas Cavanagh Construction Limited |  | Ashton | ON | 45.157 | -76.032 | operating | 2006 | [17 empty] | IESO Active Generation Contract List 3564 |  | 0.15 | [28 empty] | Yes
100842 | Cavanagh Solar 3 | FALSE | FALSE | TRUE | FALSE | Thomas Cavanagh Construction Ltd. |  | Ashton | ON | 45.158 | -76.031 | operating | 2012 |  | 2017 | [15 empty] | IESO Active Generation Contract List 2739 |  | 0.25 | [28 empty] | Yes
100843 | 8 Riverside Drive | FALSE | FALSE | TRUE | FALSE | Solar Income Fund LP (#5) |  | Trenton | ON | 44.101 | -77.576 | operating | 2013 |  | 2017 | [15 empty] | IESO Active Generation Contract List 2728 |  | 0.25 | [28 empty] | Yes
100844 | Cavanagh Solar 1 | FALSE | FALSE | TRUE | FALSE | Thomas Cavanagh Contruction Limited |  | Athens | ON | 44.627 | -75.951 | operating | 2013 | [17 empty] | IESO Active Generation Contract List 3556 |  | 0.15 | [28 empty] | Yes
100845 | #189 14700 Yonge St, Aurora | FALSE | FALSE | TRUE | FALSE | AMP1 |  | Aurora | ON | 44.006 | -79.45 | operating | 2013 |  | 2017 | [15 empty] | IESO Active Generation Contract List 2668 |  | 0.25 | [28 empty] | Yes
100846 | Highland Green Condominiums | TRUE | FALSE | FALSE | FALSE |  |  | Aurora | ON | 44.007 | -79.449 | operating | 2000 |  | 2015 | 814 | [14 empty] | CEEDC Cogen survey 2019 |  | 0.065 | [5 empty] | Yes |  | 1 |  |  | 0.065
100847 | SOLAR PV (200kW) SYSTEM | FALSE | FALSE | TRUE | FALSE | 2231351 ONTARIO INC |  | Aurora | ON | 44.008 | -79.448 | operating | [18 empty] | IESO Active Generation Contract List 3490 |  | 0.16 | [28 empty] | Yes
100848 | SPN 226 | FALSE | FALSE | TRUE | FALSE | SPN LP 7 |  | Aurora | ON | 44.009 | -79.447 | operating | 2016 |  | 2017 | [15 empty] | IESO Active Generation Contract List 2491 |  | 0.35 | [28 empty] | Yes
100849 | SPN 227 | FALSE | FALSE | TRUE | FALSE | SPN LP 7 |  | Aurora | ON | 44.01 | -79.446 | operating | 2016 |  | 2017 | [15 empty] | IESO Active Generation Contract List 2401 |  | 0.45 | [28 empty] | Yes
100850 | SPN 380 | FALSE | FALSE | TRUE | FALSE | SPN LP 7 |  | Aurora | ON | 44.011 | -79.445 | operating | 2016 |  | 2017 | [15 empty] | IESO Active Generation Contract List 2960 |  | 0.25 | [28 empty] | Yes
100851 | SPN 445 | FALSE | FALSE | TRUE | FALSE | SPN LP 7 |  | Aurora | ON | 44.012 | -79.444 | operating | 2016 |  | 2017 | [15 empty] | IESO Active Generation Contract List 2321 |  | 0.5 | [28 empty] | Yes
100852 | SPN 516 | FALSE | FALSE | TRUE | FALSE | SPN LP 7 |  | Aurora | ON | 44.013 | -79.443 | operating | 2016 |  | 2017 | [15 empty] | IESO Active Generation Contract List 3084 |  | 0.25 | [28 empty] | Yes
100853 | Saint Andrew's College | FALSE | TRUE | FALSE | FALSE |  |  | Aurora | ON | 44.014 | -79.442 | operating | 1925 |  | 2017 |  |  |  | medium | [11 empty] | Naional DE Survey (2008) | [16 empty] | Yes
100854 | Cameron Falls Generating Station | FALSE | FALSE | TRUE | FALSE | Brookfield Renewable Power Inc. |  | Aux Sables River | ON | 46.225 | -82.073 | operating | 1989 |  | 2017 | 221 | [14 empty] | https://renewableops.brookfield.com/en/Presence/Global-Presence |  | 4.2 |  | 17000 | [27 empty] | Yes
100855 | Avonmore 5 | FALSE | FALSE | TRUE | FALSE | Clearly Solar Energy Inc. |  | Avonmore | ON | 45.172 | -74.967 | operating | 2013 |  | 2017 | [15 empty] | IESO Active Generation Contract List 2667 |  | 0.25 | [28 empty] | Yes
100856 | Avonmore 7 | FALSE | FALSE | TRUE | FALSE | Clearly Solar Energy Inc. |  | Avonmore | ON | 45.173 | -74.966 | operating | 2013 |  | 2017 | [15 empty] | IESO Active Generation Contract List 2781 |  | 0.25 | [28 empty] | Yes
100857 | 1111944 Ontario Limited | FALSE | FALSE | TRUE | FALSE | 1111944 Ontario Ltd. |  | Aylmer | ON | 42.773 | -80.983 | operating | 2013 |  | 2017 | [15 empty] | IESO Active Generation Contract List 3135 |  | 0.249 | [28 empty] | Yes
100858 | 13 - Field and Flock Farms | FALSE | FALSE | TRUE | FALSE | Amber Energy Co-operative Inc. |  | Aylmer | ON | 42.774 | -80.982 | operating | 2013 |  | 2017 | [15 empty] | IESO Active Generation Contract List 2944 |  | 0.25 | [28 empty] | Yes
100859 | 25a - Skipper 2 | FALSE | FALSE | TRUE | FALSE | Amber Energy Co-operative Inc. |  | Aylmer | ON | 42.775 | -80.981 | operating | 2016 |  | 2017 | [15 empty] | IESO Active Generation Contract List 2054 |  | 0.5 | [28 empty] | Yes
100860 | 75 - Peter Ymeren Home Farm | FALSE | FALSE | TRUE | FALSE | Amber Energy Co-operative Inc. |  | Aylmer | ON | 42.776 | -80.98 | operating | 2016 |  | 2017 | [15 empty] | IESO Active Generation Contract List 2545 |  | 0.27 | [28 empty] | Yes
100861 | Ontario Police College | TRUE | FALSE | FALSE | FALSE | Infrastructure Ontario |  | Aylmer | ON | 42.777 | -80.979 | operating | 2007 |  | 2015 | 611 | [14 empty] | CEEDC Cogen survey 2019 |  | 0.848 | 1.084 |  |  |  |  | Yes |  | 1 | GE |  | 0.848 | 1.084 |  |  | Yes
100862 | Steelway Building Systems | FALSE | FALSE | TRUE | FALSE | Potentia (002321-7825 Springwater) LP |  | Aylmer | ON | 42.778 | -80.978 | operating | 2013 |  | 2017 | [15 empty] | IESO Active Generation Contract List 2591 |  | 0.25 | [28 empty] | Yes
100863 | Clovermead Farms | TRUE | FALSE | TRUE | TRUE | Korb Whale |  | Aymler | ON | 42.779 | -80.977 | operating | 2012 |  | 2018 | 112 | [14 empty] | CEEDC Cogen survey 2019 | http://www.2g-energy.com/media/2117/clovermead.pdf | 0.25 | 0.27 |  |  |  |  | Yes |  | 1 | GE |  | 0.25 | 0.27 | [6 empty] | Yes | [7 empty] | Yes | [25 empty] | BIOG
100864 | Schuler Solar Project | FALSE | FALSE | TRUE | FALSE | Grand River Farms Inc. |  | Ayr | ON | 43.285 | -80.451 | operating | 2016 |  | 2017 | [15 empty] | IESO Active Generation Contract List 2886 |  | 0.25 | [28 empty] | Yes
100865 | 757182 Ontario Ltd. | FALSE | FALSE | TRUE | FALSE | 757182 Ontario Ltd. |  | Ayton | ON | 44.052 | -80.927 | operating | 2015 |  | 2017 | [15 empty] | IESO Active Generation Contract List 2734 |  | 0.25 | [28 empty] | Yes
100868 | Normanby Solar 1 | FALSE | FALSE | TRUE | FALSE | 757182 Ontario Ltd. |  | Ayton | ON | 44.053 | -80.926 | operating | 2012 |  | 2017 | [15 empty] | IESO Active Generation Contract List 2620 |  | 0.25 | [28 empty] | Yes
100869 | Normanby Solar 4 | FALSE | FALSE | TRUE | FALSE | 757182 Ontario Ltd. |  | Ayton | ON | 44.054 | -80.925 | operating | 2012 |  | 2017 | [15 empty] | IESO Active Generation Contract List 2845 |  | 0.25 | [28 empty] | Yes
100870 | 892 3rd Line | FALSE | FALSE | TRUE | FALSE | Panorama Solar |  | Bailieboro | ON | 44.131 | -78.359 | operating | 2013 |  | 2017 | [15 empty] | IESO Active Generation Contract List 2862 |  | 0.25 | [28 empty] | Yes
100871 | Betolianni Solar | FALSE | FALSE | TRUE | FALSE | Betolianni Solar Ltd. |  | Bailieboro | ON | 44.132 | -78.358 | operating | 2011 |  | 2017 | [15 empty] | IESO Active Generation Contract List 3840 |  | 0.1026 | [28 empty] | Yes
100872 | Betolianni Solar 3 | FALSE | FALSE | TRUE | FALSE | Betolianni Solar Ltd. |  | Bailieboro | ON | 44.133 | -78.357 | operating | 2014 |  | 2017 | [15 empty] | IESO Active Generation Contract List 3841 |  | 0.1026 | [28 empty] | Yes
100873 | GreenLife Solar 11 | FALSE | FALSE | TRUE | FALSE | GreenLife Solar Projects Inc. |  | Bailieboro | ON | 44.134 | -78.356 | operating | 2014 |  | 2017 | [15 empty] | IESO Active Generation Contract List 2144 |  | 0.5 | [28 empty] | Yes
100874 | RBraatBailiebor05 | FALSE | FALSE | TRUE | FALSE | Rudolf C. Braat, Kimberley D. Heise Braat |  | Bailieboro | ON | 44.135 | -78.355 | operating | 2017 | [17 empty] | IESO Active Generation Contract List 3385 |  | 0.19 | [28 empty] | Yes
100875 | Little Burgess Generating Station | FALSE | FALSE | TRUE | FALSE | KRIS Renewable Energy |  | Bala | ON | 45.017 | -79.615 | operating | 1999 |  | 2017 | 221 | [14 empty] | IESO Active Generation Contract List 2016 |  | 0.32 | [29 empty] | Yes
100876 | Baltimore Recreation Centre | FALSE | FALSE | TRUE | FALSE | SE7 2013 LP |  | Baltimore | ON | 44.023 | -78.149 | operating | 2015 |  | 2017 | [15 empty] | IESO Active Generation Contract List 2890 |  | 0.25 | [28 empty] | Yes
100877 | GreenLife Solar 20 | FALSE | FALSE | TRUE | FALSE | GreenLife Solar Projects Inc. |  | Baltimore | ON | 44.024 | -78.148 | operating | 2015 |  | 2017 | [15 empty] | IESO Active Generation Contract List 3111 |  | 0.25 | [28 empty] | Yes
100878 | GreenLife Solar 24 | FALSE | FALSE | TRUE | FALSE | GreenLife Solar Projects Inc. |  | Baltimore | ON | 44.025 | -78.147 | operating | 2017 |  | 2017 | [15 empty] | IESO Active Generation Contract List 2151 |  | 0.5 | [28 empty] | Yes
100879 | Conlon | FALSE | FALSE | TRUE | FALSE | Peterborough Solar Projects Corp. |  | Bancroft | ON | 45.056 | -77.855 | operating | 2016 |  | 2017 | [15 empty] | IESO Active Generation Contract List 2113 |  | 0.5 | [28 empty] | Yes
100880 | Cox | FALSE | FALSE | TRUE | FALSE | Peterborough Solar Projects Corp. |  | Bancroft | ON | 45.057 | -77.854 | operating | 2016 |  | 2017 | [15 empty] | IESO Active Generation Contract List 2117 |  | 0.5 | [28 empty] | Yes
100881 | Donovan | FALSE | FALSE | TRUE | FALSE | Peterborough Solar Projects Corp. |  | Bancroft | ON | 45.058 | -77.853 | operating | 2016 |  | 2017 | [15 empty] | IESO Active Generation Contract List 2123 |  | 0.5 | [28 empty] | Yes
100882 | Forcier | FALSE | FALSE | TRUE | FALSE | Peterborough Solar Projects Corp. |  | Bancroft | ON | 45.059 | -77.852 | operating | 2017 |  | 2017 | [15 empty] | IESO Active Generation Contract List 2134 |  | 0.5 | [28 empty] | Yes
100883 | Kelly North | FALSE | FALSE | TRUE | FALSE | Peterborough Solar Projects Corp. |  | Bancroft | ON | 45.06 | -77.851 | operating | 2017 |  | 2017 | [15 empty] | IESO Active Generation Contract List 2188 |  | 0.5 | [28 empty] | Yes
100884 | Kelly South | FALSE | FALSE | TRUE | FALSE | Peterborough Solar Projects Corp. |  | Bancroft | ON | 45.061 | -77.85 | operating | 2017 |  | 2017 | [15 empty] | IESO Active Generation Contract List 2189 |  | 0.5 | [28 empty] | Yes
100885 | Mcginn | FALSE | FALSE | TRUE | FALSE | Peterborough Solar Projects Corp. |  | Bancroft | ON | 45.062 | -77.849 | operating | 2016 |  | 2017 | [15 empty] | IESO Active Generation Contract List 2212 |  | 0.5 | [28 empty] | Yes
100886 | Switzer G | FALSE | FALSE | TRUE | FALSE | Peterborough Solar Projects Corp. |  | Bancroft | ON | 45.063 | -77.848 | operating | 2016 |  | 2017 | [15 empty] | IESO Active Generation Contract List 2351 |  | 0.5 | [28 empty] | Yes
100887 | Watson | FALSE | FALSE | TRUE | FALSE | Peterborough Solar Projects Corp. |  | Bancroft | ON | 45.064 | -77.847 | operating | 2016 |  | 2017 | [15 empty] | IESO Active Generation Contract List 2358 |  | 0.5 | [28 empty] | Yes
100888 | York River Generating Station | FALSE | FALSE | TRUE | FALSE | Bracebridge Generation Ltd. |  | Bancroft | ON | 45.065 | -77.846 | operating | 2013 |  | 2017 | [15 empty] | IESO Active Generation Contract List 2016 |  | 0.6 | [29 empty] | Yes
100889 | Cedarview Middle School | FALSE | FALSE | TRUE | FALSE |  |  | Barrhaven | ON | 45.275 | -75.75 | operating | 2013 |  |  | 6111 | [38 empty] | Yes
100890 | Barrie Business & Storage Center | FALSE | FALSE | TRUE | FALSE | Solera Sustainable Energies Company Ltd. |  | Barrie | ON | 44.389 | -79.69 | operating | 2014 |  | 2017 | [15 empty] | IESO Active Generation Contract List 2616 |  | 0.25 | [28 empty] | Yes
100891 | Brubacher Solar | FALSE | FALSE | TRUE | FALSE | SCCEC LP |  | Barrie | ON | 44.39 | -79.689 | operating | 2016 |  | 2017 | [15 empty] | IESO Active Generation Contract List 3227 |  | 0.216 | [28 empty] | Yes
100892 | Canadian Solar Developers Ltd. L.P. #14 | FALSE | FALSE | TRUE | FALSE | Mann Ground Mount Solar Ltd. |  | Barrie | ON | 44.391 | -79.688 | operating | 2015 |  | 2017 | [15 empty] | IESO Active Generation Contract List 2622 |  | 0.25 | [28 empty] | Yes
100893 | Canadian Solar Developers Ltd. L.P. #15 | FALSE | FALSE | TRUE | FALSE | Mann Ground Mount Solar Ltd. |  | Barrie | ON | 44.392 | -79.687 | operating | 2014 |  | 2017 | [15 empty] | IESO Active Generation Contract List 2656 |  | 0.25 | [28 empty] | Yes
100894 | Canadian Solar Developers Ltd. L.P. #16 | FALSE | FALSE | TRUE | FALSE | Mann Ground Mount Solar Ltd. |  | Barrie | ON | 44.393 | -79.686 | operating | 2015 |  | 2017 | [15 empty] | IESO Active Generation Contract List 2859 |  | 0.25 | [28 empty] | Yes
100895 | Canadian Solar Developers Ltd. L.P. #17 | FALSE | FALSE | TRUE | FALSE | Mann Ground Mount Solar Ltd. |  | Barrie | ON | 44.394 | -79.685 | operating | 2015 |  | 2017 | [15 empty] | IESO Active Generation Contract List 2637 |  | 0.25 | [28 empty] | Yes
100896 | H06-10 BARRIE | FALSE | FALSE | TRUE | FALSE | MOM II LP |  | Barrie | ON | 44.395 | -79.684 | operating | 2015 |  | 2017 | [15 empty] | IESO Active Generation Contract List 2554 |  | 0.25 | [28 empty] | Yes
100897 | MSL-110 DUNLOP | FALSE | FALSE | TRUE | FALSE | 2391395 Ontario Inc. |  | Barrie | ON | 44.396 | -79.683 | operating | 2014 | [17 empty] | IESO Active Generation Contract List 3479 |  | 0.166 | [28 empty] | Yes
100898 | MSL-279 YONGE | FALSE | FALSE | TRUE | FALSE | 2391395 Ontario Inc. |  | Barrie | ON | 44.397 | -79.682 | operating | 2016 |  | 2017 | [15 empty] | IESO Active Generation Contract List 3053 |  | 0.25 | [28 empty] | Yes
100899 | MSL-320 YONGE | FALSE | FALSE | TRUE | FALSE | 2391395 Ontario Inc. |  | Barrie | ON | 44.398 | -79.681 | operating | 2016 |  | 2017 | [15 empty] | IESO Active Generation Contract List 3083 |  | 0.25 | [28 empty] | Yes
100900 | National Training Rinks Solar II | FALSE | FALSE | TRUE | FALSE | CEW SUPERIOR V |  | Barrie | ON | 44.399 | -79.68 | operating | 2016 | [17 empty] | IESO Active Generation Contract List 3319 |  | 0.2 | [28 empty] | Yes
100901 | PowerStream 2009-077 | FALSE | FALSE | TRUE | FALSE | PowerStream Inc |  | Barrie | ON | 44.4 | -79.679 | operating | 2014 | [17 empty] | IESO Active Generation Contract List 3238 |  | 0.21 | [28 empty] | Yes
100902 | PowerStream 2010-063 | FALSE | FALSE | TRUE | FALSE | PowerStream Inc. |  | Barrie | ON | 44.401 | -79.678 | operating | 2011 |  | 2017 | [15 empty] | IESO Active Generation Contract List 3119 |  | 0.2495 | [28 empty] | Yes
100903 | PowerStream 2010-065 | FALSE | FALSE | TRUE | FALSE | PowerStream Inc. |  | Barrie | ON | 44.402 | -79.677 | operating | 2012 |  | 2017 | [15 empty] | IESO Active Generation Contract List 3123 |  | 0.2495 | [28 empty] | Yes
100904 | PowerStream 2010-066 | FALSE | FALSE | TRUE | FALSE | PowerStream Inc. |  | Barrie | ON | 44.403 | -79.676 | operating | 2012 |  | 2017 | [15 empty] | IESO Active Generation Contract List 3120 |  | 0.2495 | [28 empty] | Yes
100905 | Royal Victoria Hospital | TRUE | FALSE | FALSE | FALSE | Royal Victoria Hospital |  | Barrie | ON | 44.404 | -79.675 | planned | 1997 |  | 2015 | 622 | [14 empty] | CEEDC Cogen survey 2019 |  | 0.25 |  |  |  | 0.05 |  | No |  | 1 | GE |  | 0.25 |  |  |  | Yes
100906 | SPN 224 | FALSE | FALSE | TRUE | FALSE | SPN LP 5 |  | Barrie | ON | 44.405 | -79.674 | operating | 2016 |  | 2017 | [15 empty] | IESO Active Generation Contract List 3736 |  | 0.13 | [28 empty] | Yes
100907 | Water Pollution Control Center | TRUE | FALSE | FALSE | FALSE | City of Barrie |  | Barrie | ON | 44.406 | -79.673 | operating | 1993 |  | 2015 | 562 | [14 empty] | CEEDC Cogen survey 2019 |  | 0.5 | 0.3 | 1557 | 934 | 0.3 |  | Yes |  | 2 | GE |  | 0.5 | 0.3 | 1557 | 934 |  |  |  |  | Yes
100908 | Batawa | FALSE | FALSE | TRUE | FALSE | Innergex Inc. |  | Batawa | ON | 44.176 | -77.597 | operating | 1999 |  | 2017 | 221 | [14 empty] | http://www.innergex.com/innergex_anglais/frameset.html |  | 5 |  | 32938 | [27 empty] | Yes
100909 | RW Solar Farm | FALSE | FALSE | TRUE | FALSE | Hodgson Robert in Trust |  | Bath | ON | 44.184 | -76.771 | operating | 2014 |  | 2017 | [15 empty] | IESO Active Generation Contract List 2607 |  | 0.25 | [28 empty] | Yes
100910 | 1600 Greenwood | FALSE | FALSE | TRUE | FALSE | 1600 Greenwood Inc. |  | Beachburg | ON | 45.736 | -76.863 | operating | 2012 |  | 2017 | [15 empty] | IESO Active Generation Contract List 2856 |  | 0.25 | [28 empty] | Yes
100911 | PLT2 | TRUE | FALSE | FALSE | FALSE | Westbrook Greenhouses Ltd. |  | Beamsville | ON | 43.157 | -79.476 | planned | 1994 |  | 2015 | 111 | [14 empty] | CEEDC Cogen survey 2019 |  | 1 | 1.513 | 4916 | 7437 | 0.5 | 0.9 | No |  | 1 | GE |  | 1 | 1.513 | 4916 | 7437 | Yes | [17 empty] | 53900
100912 | PLT3 | TRUE | FALSE | FALSE | FALSE | Westbrook Greenhouses Ltd. |  | Beamsville | ON | 43.158 | -79.475 | operating | 2005 |  | 2015 | 111 | [14 empty] | CEEDC Cogen survey 2019 |  | 0.5 | 1.217 | 1548 | 3767 | 0.2 |  | Yes | 4400 | 1 | GE |  | 0.5 | 1.217 | 1548 | 3767 | Yes | [17 empty] | 20300
100913 | Eugenia Generating Station | FALSE | FALSE | TRUE | FALSE | Ontario Power Generation Inc. |  | Beaver River | ON | 54.927 | -107.737 | operating | 1915 |  | 2017 | 2211 | [14 empty] | http://www.opg.com/ops/H_locations.asp#SmallHydro. Statistics Canada. Electric Power Generating Stations, 2000. |  | 6 | [29 empty] | Yes
100914 | DiscoveryLight Solar | FALSE | FALSE | TRUE | FALSE | DiscoveryLight LP |  | Beaverton | ON | 44.429 | -79.153 | operating | 2014 |  | 2017 | [15 empty] | http://whiteconstruction.com/portfolio/item/discovery-light-solar/ |  | 10 | [28 empty] | Yes
100915 | GGELP_0004 | FALSE | FALSE | TRUE | FALSE | Gengrowth Energy LP |  | Beaverton | ON | 44.43 | -79.152 | operating | 2014 |  | 2017 | [15 empty] | IESO Active Generation Contract List 2928 |  | 0.25 | [28 empty] | Yes
100916 | GGELP_0012 | FALSE | FALSE | TRUE | FALSE | Gengrowth Energy LP |  | Beaverton | ON | 44.431 | -79.151 | operating | 2016 |  | 2017 | [15 empty] | IESO Active Generation Contract List 2916 |  | 0.25 | [28 empty] | Yes
100917 | SparkleLight Solar Facility | FALSE | FALSE | TRUE | FALSE | SparkleLight LP |  | Beaverton | ON | 44.432 | -79.15 | operating | 2014 |  | 2017 | [15 empty] | http://www.bluearthrenewables.com/portfolio/sparklelight-solar-facility/ |  | 10 | [28 empty] | Yes
100918 | Sunderland Solar Farm | FALSE | FALSE | TRUE | FALSE | Sunderland Solar Farm LP |  | Beaverton | ON | 44.433 | -79.149 | operating | 2014 |  | 2017 | [15 empty] | IESO Active Generation Contract List 2016 |  | 10 | [28 empty] | Yes
100919 | Joint Operations Centre - 6558 8th Line | FALSE | FALSE | TRUE | FALSE | Sologix Clean Energy Corporation |  | Beeton | ON | 44.079 | -79.784 | operating | 2014 | [17 empty] | IESO Active Generation Contract List 3652 |  | 0.14 | [28 empty] | Yes
100920 | Tecumseth Beeton | FALSE | FALSE | TRUE | FALSE | Potentia Solar 5 LP |  | Beeton | ON | 44.08 | -79.783 | operating | 2016 |  | 2017 | [15 empty] | IESO Active Generation Contract List 3694 |  | 0.135 | [28 empty] | Yes
100921 | Barrette_10020846 | FALSE | FALSE | TRUE | FALSE | Daniel Bernard Barrette | Colleen Marie Barrette | Belle River | ON | 42.293 | -82.712 | operating | 2015 |  | 2017 | [15 empty] | IESO Active Generation Contract List 3026 |  | 0.25 | [28 empty] | Yes
100922 | Clayton Armstrong Farms Rooftop Solar | FALSE | FALSE | TRUE | FALSE | Clayton Armstrong Farms Inc. |  | Belle River | ON | 42.294 | -82.711 | operating | 2016 | [17 empty] | IESO Active Generation Contract List 3646 |  | 0.14 | [28 empty] | Yes
100923 | EEC Lakeshore MURF Solar PV Project | FALSE | FALSE | TRUE | FALSE | Essex Energy Corp. |  | Belle River | ON | 42.295 | -82.71 | operating | 2015 |  | 2017 | [15 empty] | IESO Active Generation Contract List 2125 |  | 0.5 | [28 empty] | Yes
100924 | GE004 | FALSE | FALSE | TRUE | FALSE | Reliant First Nation LP |  | Belle River | ON | 42.296 | -82.709 | operating | 2014 |  | 2017 | [15 empty] | IESO Active Generation Contract List 2458 |  | 0.37 | [28 empty] | Yes
100925 | GE005 | FALSE | FALSE | TRUE | FALSE | Reliant First Nation Limited Partnership |  | Belle River | ON | 42.297 | -82.708 | operating | [18 empty] | IESO Active Generation Contract List 3625 |  | 0.15 | [28 empty] | Yes
100926 | GE018 | FALSE | FALSE | TRUE | FALSE | Reliant First Nation Limited Partnership |  | Belle River | ON | 42.298 | -82.707 | operating | [18 empty] | IESO Active Generation Contract List 3370 |  | 0.193 | [28 empty] | Yes
100927 | Tracey Solar Garden - Lakeshore | FALSE | FALSE | TRUE | FALSE | 2243893 Ontario Ltd. |  | Belle River | ON | 42.299 | -82.706 | operating | 2015 |  | 2017 | [15 empty] | IESO Active Generation Contract List 2493 |  | 0.34 | [28 empty] | Yes
100928 | (F23) Your Independent Grocer Dundas Street East | FALSE | FALSE | TRUE | FALSE | Firelight Solar LP |  | Belleville | ON | 44.163 | -77.383 | operating | 2015 |  | 2017 | [15 empty] | IESO Active Generation Contract List 3673 |  | 0.135 | [28 empty] | Yes
100929 | 1039 Old Highway #2 | FALSE | FALSE | TRUE | FALSE | 2421911 Ontario Ltd. |  | Belleville | ON | 44.164 | -77.382 | operating | 2014 |  | 2017 | [15 empty] | IESO Active Generation Contract List 2578 |  | 0.25 | [28 empty] | Yes
100930 | 1055 Old Highway # 2 | FALSE | FALSE | TRUE | FALSE | 2422637 Ontario Ltd. |  | Belleville | ON | 44.165 | -77.381 | operating | 2014 |  | 2017 | [15 empty] | IESO Active Generation Contract List 2675 |  | 0.25 | [28 empty] | Yes
100931 | Gerry O'Connor WTP Solar PV | FALSE | FALSE | TRUE | FALSE | The Corporation of the City of Belleville |  | Belleville | ON | 44.166 | -77.38 | operating | 2014 | [17 empty] | IESO Active Generation Contract List 3191 |  | 0.23 | [28 empty] | Yes
100932 | H06-210 BELL | FALSE | FALSE | TRUE | FALSE | MOM II LP |  | Belleville | ON | 44.167 | -77.379 | operating | 2016 |  | 2017 | [15 empty] | IESO Active Generation Contract List 2587 |  | 0.25 | [28 empty] | Yes
100933 | HPEDSB Bayside SS | FALSE | FALSE | TRUE | FALSE | Ameresco HPEDSB Solar Inc. |  | Belleville | ON | 44.168 | -77.378 | operating | 2014 |  | 2017 | [15 empty] | IESO Active Generation Contract List 3010 |  | 0.25 | [28 empty] | Yes
100934 | HPEDSB Centennial SS | FALSE | FALSE | TRUE | FALSE | Ameresco HPEDSB Solar Inc. |  | Belleville | ON | 44.169 | -77.377 | operating | 2016 |  | 2017 | [15 empty] | IESO Active Generation Contract List 3008 |  | 0.25 | [28 empty] | Yes
100935 | HPEDSB Quinte SS | FALSE | FALSE | TRUE | FALSE | Ameresco HPEDSB Solar Inc. |  | Belleville | ON | 44.17 | -77.376 | operating | 2016 | [17 empty] | IESO Active Generation Contract List 3407 |  | 0.185 | [28 empty] | Yes
100936 | Neil Britton Building Solar PV | FALSE | FALSE | TRUE | FALSE | The Corporation of the City of Belleville |  | Belleville | ON | 44.171 | -77.375 | operating | 2016 | [17 empty] | IESO Active Generation Contract List 3734 |  | 0.13 | [28 empty] | Yes
100937 | Northland Power Solar Belleville North | FALSE | FALSE | TRUE | FALSE | Northland Power |  | Belleville | ON | 44.172 | -77.374 | operating | 2013 |  | 2017 | [15 empty] | http://www.northlandpower.ca/What-We-Do/Operating-Assets/solar/Belleville_North.aspx |  | 10 | [28 empty] | Yes
100938 | Northland Power Solar Belleville South | FALSE | FALSE | TRUE | FALSE | Northland Power |  | Belleville | ON | 44.173 | -77.373 | operating | 2013 |  | 2017 | [15 empty] | http://www.northlandpower.ca/What-We-Do/Operating-Assets/Solar/Belleville_South.aspx |  | 10 | [28 empty] | Yes
100939 | Quinte Sports Centre Solar Farm | FALSE | FALSE | TRUE | FALSE | City of Belleville |  | Belleville | ON | 44.174 | -77.372 | operating | 2013 |  | 2017 | [15 empty] | IESO Active Generation Contract List 2365 |  | 0.499 | [28 empty] | Yes
100940 | Solar Spirit Facility | FALSE | FALSE | TRUE | FALSE | 2224375 Ontario Inc. |  | Belleville | ON | 44.175 | -77.371 | operating | 2015 |  | 2017 | [15 empty] | http://www.bluearthrenewables.com/portfolio/solar-spirit/ |  | 10 | [28 empty] | Yes
100941 | SPN 233 | FALSE | FALSE | TRUE | FALSE | SPN LP 4 |  | Belleville | ON | 44.176 | -77.37 | operating | 2016 |  | 2017 | [15 empty] | IESO Active Generation Contract List 3109 |  | 0.25 | [28 empty] | Yes
100942 | West Lorne BioOil Cogeneration Project | TRUE | FALSE | FALSE | FALSE | Canadian Forces Station Alert |  | Belleville | ON | 44.177 | -77.369 | operating | 1992 |  | 2015 | 221 | [14 empty] | CEEDC Cogen survey 2019 |  | 3 | 0.48 | 6550 | 3839 |  |  | No |  | 3 | DE |  | 3 | 0.48 | 6550 | 3839
100943 | Belmont Solar | FALSE | FALSE | TRUE | FALSE | Fiera Axium Infrastructure Inc. |  | Belmont | ON | 42.881 | -81.088 | operating | 2013 |  | 2017 | [15 empty] | IESO Active Generation Contract List 2025 |  | 23.5 | [28 empty] | Yes
100944 | Randy Dykstra 225 kW Roof Mounted PV | FALSE | FALSE | TRUE | FALSE | HAR TRI FARMS INC. |  | Belmont | ON | 42.882 | -81.087 | operating | 2013 | [17 empty] | IESO Active Generation Contract List 3207 |  | 0.224 | [28 empty] | Yes
100945 | Pine Meadows | FALSE | FALSE | TRUE | FALSE |  |  | Belwood | ON | 43.794 | -80.323 | operating | 2012 |  |  | 814 | [14 empty] | http://www.pinemeadows.ca/ and http://www.ontretire.ca/prod/profile.asp?lid=30 | [23 empty] | Yes
100946 | Calm Lake Generating Station | FALSE | FALSE | TRUE | FALSE | H2O Power LP |  | Rainy River | ON | 48.722 | -94.57 | operating | 1928 |  | 2017 | 322 | [14 empty] | Statistics Canada. Electric Power Generating Stations, 2000. |  | 9 |  | 55000 | [27 empty] | Yes
100947 | Sturgeon Falls Generating Station | FALSE | FALSE | TRUE | FALSE | H2O Power LP |  | Rainy River | ON | 48.723 | -94.569 | operating | 1927 |  | 2017 | 322 | [14 empty] | Statistics Canada. Electric Power Generating Stations, 2000. |  | 7 |  | 57750 | [27 empty] | Yes
100948 | Wawatay Falls Generating Station | FALSE | FALSE | TRUE | FALSE | Regional Power Inc. |  | Black River | ON | 45.079 | -74.872 | operating | 1992 |  | 2017 | 2211 | [14 empty] | http://www.picriver.com/index.pl?page=130&top=121&info=531 |  | 13.5 |  | 60000 | [27 empty] | Yes
100949 | RD Solar Garden | FALSE | FALSE | TRUE | FALSE | R & D Chatham Solar Inc. |  | Blenheim | ON | 42.338 | -82 | operating | 2015 |  | 2017 | [15 empty] | IESO Active Generation Contract List 2504 |  | 0.32 | [28 empty] | Yes
100950 | GG3-001 | FALSE | FALSE | TRUE | FALSE | SunEdison Canada Origination Health LP |  | Blezard Valley | ON | 46.609 | -81.052 | operating | 2015 |  | 2017 | [15 empty] | IESO Active Generation Contract List 2999 |  | 0.25 | [28 empty] | Yes
100951 | GG3-002 | FALSE | FALSE | TRUE | FALSE | SunEdison Canada Origination Health LP |  | Blezard Valley | ON | 46.61 | -81.051 | operating | 2017 |  | 2017 | [15 empty] | IESO Active Generation Contract List 3017 |  | 0.25 | [28 empty] | Yes
100952 | GG3-012 | FALSE | FALSE | TRUE | FALSE | SunEdison Canada Origination Health LP |  | Blezard Valley | ON | 46.611 | -81.05 | operating | 2017 |  | 2017 | [15 empty] | IESO Active Generation Contract List 3089 |  | 0.25 | [28 empty] | Yes
100953 | Blind River Community Center | FALSE | FALSE | TRUE | FALSE | Town of Blind River |  | Blind River | ON | 46.185 | -82.954 | operating | 2012 |  | 2017 | [15 empty] | IESO Active Generation Contract List 3541 |  | 0.15 | [28 empty] | Yes
100954 | GTEC Micro ReLo | FALSE | FALSE | TRUE | FALSE | The Corporation of the Town of Blind River |  | Blind River | ON | 46.186 | -82.953 | operating | 2012 | [17 empty] | IESO Active Generation Contract List 3831 |  | 0.107 | [28 empty] | Yes
100955 | NSPG Fixed 100 | FALSE | FALSE | TRUE | FALSE | North Shore Power Group Inc. |  | Blind River | ON | 46.187 | -82.952 | operating | 2015 |  | 2017 | [15 empty] | IESO Active Generation Contract List 2232 |  | 0.5 | [28 empty] | Yes
100956 | NSPG Fixed 200 V2 | FALSE | FALSE | TRUE | FALSE | North Shore Power Group Inc. |  | Blind River | ON | 46.188 | -82.951 | operating | 2016 |  | 2017 | [15 empty] | IESO Active Generation Contract List 2233 |  | 0.5 | [28 empty] | Yes
100957 | NSPG Fixed 300 | FALSE | FALSE | TRUE | FALSE | North Shore Power Group Inc. |  | Blind River | ON | 46.189 | -82.95 | operating | 2017 |  | 2017 | [15 empty] | IESO Active Generation Contract List 2234 |  | 0.5 | [28 empty] | Yes
100958 | NSPG Fixed 400 | FALSE | FALSE | TRUE | FALSE | North Shore Power Group Inc. |  | Blind River | ON | 46.19 | -82.949 | operating | 2017 |  | 2017 | [15 empty] | IESO Active Generation Contract List 2235 |  | 0.5 | [28 empty] | Yes
100959 | NSPG Hospital | FALSE | FALSE | TRUE | FALSE | North Shore Power Group Inc. |  | Blind River | ON | 46.191 | -82.948 | operating | 2017 |  | 2017 | [15 empty] | IESO Active Generation Contract List 2445 |  | 0.4 | [28 empty] | Yes
100960 | NSPG Tracker Project | FALSE | FALSE | TRUE | FALSE | North Shore Power Group Inc. |  | Blind River | ON | 46.192 | -82.947 | operating | 2016 |  | 2017 | [15 empty] | IESO Active Generation Contract List 2236 |  | 0.5 | [28 empty] | Yes
100961 | Scarfe Lake | FALSE | FALSE | TRUE | FALSE | 1149377 Ontario Ltd. |  | Blind River | ON | 46.193 | -82.946 | decom | 2017 | 2010 |  | 221 | [14 empty] | Statistics Canada. Electric Power Generating Stations, 2000. |  | 2.28 | [29 empty] | Yes
100962 | Solvation-F | FALSE | FALSE | TRUE | FALSE | 1544656 Ontario Ltd. |  | Blind River | ON | 46.194 | -82.945 | operating | 2016 |  | 2017 | [15 empty] | IESO Active Generation Contract List 2497 |  | 0.33 | [28 empty] | Yes
100963 | Solvation-S | FALSE | FALSE | TRUE | FALSE | 1544656 Ontario Ltd. |  | Blind River | ON | 46.195 | -82.944 | operating | 2016 |  | 2017 | [15 empty] | IESO Active Generation Contract List 2373 |  | 0.48 | [28 empty] | Yes
100964 | Solvation-V | FALSE | FALSE | TRUE | FALSE | Vigor Clean Tech Inc. |  | Blind River | ON | 46.196 | -82.943 | operating | 2016 |  | 2017 | [15 empty] | IESO Active Generation Contract List 2302 |  | 0.5 | [28 empty] | Yes
100965 | Solvation-VF | FALSE | FALSE | TRUE | FALSE | 1544656 Ontario Ltd. |  | Blind River | ON | 46.197 | -82.942 | operating | 2016 |  | 2017 | [15 empty] | IESO Active Generation Contract List 2369 |  | 0.493 | [28 empty] | Yes
100966 | 15860 Loyalist Parkway | FALSE | FALSE | TRUE | FALSE | Cleave Energy Holdings Ltd. |  | Bloomfield | ON | 43.986 | -77.231 | operating | 2014 |  | 2017 | [15 empty] | IESO Active Generation Contract List 2821 |  | 0.25 | [28 empty] | Yes
100967 | AGRIS Solar (Hallowell - East) | FALSE | FALSE | TRUE | FALSE | AGRIS Solar Co-operative Inc. |  | Bloomfield | ON | 43.987 | -77.23 | operating | 2014 |  | 2017 | [15 empty] | IESO Active Generation Contract List 2080 |  | 0.5 | [28 empty] | Yes
100968 | Bloomfield Solar Inc. | FALSE | FALSE | TRUE | FALSE | Bloomfield Solar Inc. |  | Bloomfield | ON | 43.988 | -77.229 | operating | 2013 |  | 2017 | [15 empty] | IESO Active Generation Contract List 2100 |  | 0.5 | [28 empty] | Yes
100969 | GreenLife Solar 10 | FALSE | FALSE | TRUE | FALSE | GreenLife Solar Projects Inc. |  | Bobcaygeon | ON | 44.54 | -78.546 | operating | 2013 |  | 2017 | [15 empty] | IESO Active Generation Contract List 3022 |  | 0.25 | [28 empty] | Yes
100970 | GreenLife Solar 15 | FALSE | FALSE | TRUE | FALSE | GreenLife Solar Projects Inc. |  | Bobcaygeon | ON | 44.541 | -78.545 | operating | 2017 |  | 2017 | [15 empty] | IESO Active Generation Contract List 3072 |  | 0.25 | [28 empty] | Yes
100971 | SFF 12 | FALSE | FALSE | TRUE | FALSE |  |  | Bobcaygeon | ON | 44.542 | -78.544 | operating | 2016 |  | 2017 | [15 empty] | IESO Active Generation Contract List 3108 |  | 0.25 | [28 empty] | Yes
100972 | SunEdison ON-11-0453 | FALSE | FALSE | TRUE | FALSE | SunEdison Canada Origination Health LP |  | Bobcaygeon | ON | 44.543 | -78.543 | operating | 2016 |  | 2017 | [15 empty] | IESO Active Generation Contract List 2345 |  | 0.5 | [28 empty] | Yes
100973 | 49 Simpson Road | FALSE | FALSE | TRUE | FALSE | Acme Logistics Services Inc. |  | Bolton | ON | 43.874 | -79.731 | operating | 2015 |  | 2017 | [15 empty] | IESO Active Generation Contract List 2568 |  | 0.25 | [28 empty] | Yes
100974 | OT-100 WHEELER | FALSE | FALSE | TRUE | FALSE | 2387278 Ontario Inc. |  | Bolton | ON | 43.875 | -79.73 | operating | 2015 | [17 empty] | IESO Active Generation Contract List 3789 |  | 0.12 | [28 empty] | Yes
100975 | OT-36 NIXON | FALSE | FALSE | TRUE | FALSE | 2387278 Ontario Inc. |  | Bolton | ON | 43.876 | -79.729 | operating | 2016 |  | 2017 | [15 empty] | IESO Active Generation Contract List 2242 |  | 0.5 | [28 empty] | Yes
100976 | P08-6 Manchester | FALSE | FALSE | TRUE | FALSE | Firelight Solar LP |  | Bolton | ON | 43.877 | -79.728 | operating | 2012 |  | 2017 | [15 empty] | IESO Active Generation Contract List 2250 |  | 0.5 | [28 empty] | Yes
100977 | P188 | FALSE | FALSE | TRUE | FALSE | Reliant First Nation LP |  | Bolton | ON | 43.878 | -79.727 | operating | 2012 |  | 2017 | [15 empty] | IESO Active Generation Contract List 3086 |  | 0.25 | [28 empty] | Yes
100978 | P190 | FALSE | FALSE | TRUE | FALSE | Reliant First Nation Limited Partnership |  | Bolton | ON | 43.879 | -79.726 | operating | 2017 | [17 empty] | IESO Active Generation Contract List 3614 |  | 0.15 | [28 empty] | Yes
100979 | SSC-01 | FALSE | FALSE | TRUE | FALSE | 2387281 Ontario Inc. |  | Bolton | ON | 43.88 | -79.725 | operating | 2017 |  | 2017 | [15 empty] | IESO Active Generation Contract List 2328 |  | 0.5 | [28 empty] | Yes
100980 | SSC-02 | FALSE | FALSE | TRUE | FALSE | 2387281 Ontario Inc. |  | Bolton | ON | 43.881 | -79.724 | operating | 2016 |  | 2017 | [15 empty] | IESO Active Generation Contract List 2329 |  | 0.5 | [28 empty] | Yes
100981 | Renfrew Upper Plant #1 | FALSE | FALSE | TRUE | FALSE | Renfrew Power Generation Inc. |  | Bonnechere River | ON | 45.574 | -77.063 | operating | 1900 |  | 2017 | 221 | [14 empty] | Statistics Canada. Electric Power Generating Stations, 2000. |  | 1.023 |  | 5000 | [27 empty] | Yes
100982 | Renfrew Upper Plant #2 | FALSE | FALSE | TRUE | FALSE | Renfrew Power Generation Inc. |  | Bonnechere River | ON | 45.575 | -77.062 | operating | 1912 |  | 2017 | 221 | [14 empty] | Statistics Canada. Electric Power Generating Stations, 2000. |  | 1.1 |  | 5000 | [27 empty] | Yes
100983 | CFB Borden | FALSE | TRUE | FALSE | FALSE | Department of National Defense |  | Borden | ON | 44.283 | -79.894 | operating | 1953 |  | 2017 | 9111 |  |  | Small | [10 empty] | Yes | CEEDC DE Survey 2019 | [16 empty] | Yes |  | Yes | [37 empty] | Yes | No | No |  |  |  | 2482431.25 | [8 empty] | No |  |  | 52.75
100984 | 405 Lake Road | FALSE | FALSE | TRUE | FALSE | 405 Lake Road Investments Inc. |  | Bowmanville | ON | 43.913 | -78.688 | operating | 2013 |  | 2017 | [15 empty] | IESO Active Generation Contract List 3112 |  | 0.2498 | [28 empty] | Yes
100985 | Algoma orchards | FALSE | FALSE | TRUE | FALSE | BrightRoof Solar LP |  | Bowmanville | ON | 43.914 | -78.687 | operating | 2013 |  | 2017 | [15 empty] | IESO Active Generation Contract List 2400 |  | 0.45 | [28 empty] | Yes
100986 | H06-120 CLARINGTON | FALSE | FALSE | TRUE | FALSE | MOM IV LP |  | Bowmanville | ON | 43.915 | -78.686 | operating | 2012 |  | 2017 | [15 empty] | IESO Active Generation Contract List 2499 |  | 0.325 | [28 empty] | Yes
100987 | #206 450 Muskoka Rd, Bracebridge | FALSE | FALSE | TRUE | FALSE | AMP1 |  | Bracebridge | ON | 45.039 | -79.308 | operating | 2013 |  | 2017 | [15 empty] | IESO Active Generation Contract List 3435 |  | 0.175 | [28 empty] | Yes
100988 | 50 Keith | FALSE | FALSE | TRUE | FALSE | Fovere Glenbarra Energy Fund I LP |  | Bracebridge | ON | 45.04 | -79.307 | operating | 2014 |  | 2017 | [15 empty] | IESO Active Generation Contract List 3704 |  | 0.134 | [28 empty] | Yes
100989 | #446 430 Holland St. W, Bradford | FALSE | FALSE | TRUE | FALSE | AMP1 |  | Bradford | ON | 44.111 | -79.579 | operating | 2014 |  | 2017 | [15 empty] | IESO Active Generation Contract List 3442 |  | 0.175 | [28 empty] | Yes
100990 | 305 Barrie Street RT | FALSE | FALSE | TRUE | FALSE | JCM Solar GP1 Ltd. |  | Bradford | ON | 44.112 | -79.578 | operating | 2015 |  | 2017 | [15 empty] | IESO Active Generation Contract List 3820 |  | 0.11 | [28 empty] | Yes
100991 | H06-470 HOLLAND | FALSE | FALSE | TRUE | FALSE | MOM II Limited Partnership |  | Bradford | ON | 44.113 | -79.577 | operating | 2015 | [17 empty] | IESO Active Generation Contract List 3552 |  | 0.15 | [28 empty] | Yes
100992 | MEL-442 HOLLAND | FALSE | FALSE | TRUE | FALSE | 2391395 Ontario Inc. |  | Bradford | ON | 44.114 | -79.576 | operating | 2014 |  | 2017 | [15 empty] | IESO Active Generation Contract List 3087 |  | 0.25 | [28 empty] | Yes
100994 | Scheel-001 | FALSE | FALSE | TRUE | FALSE | Renfrew Solar Power Enterprises Inc. |  | Braeside | ON | 45.466 | -76.407 | operating | 2016 |  | 2017 | [15 empty] | IESO Active Generation Contract List 2283 |  | 0.5 | [28 empty] | Yes
100995 | #305 2850 Queen St. E, Brampton | FALSE | FALSE | TRUE | FALSE | MOM Solar LP |  | Brampton | ON | 43.732 | -79.762 | operating | 2016 |  | 2017 | [15 empty] | IESO Active Generation Contract List 2588 |  | 0.25 | [28 empty] | Yes
100996 | #411 10 Great Lakes Dr, Brampton | FALSE | FALSE | TRUE | FALSE | MOM Solar LP |  | Brampton | ON | 43.733 | -79.761 | operating | 2012 |  | 2017 | [15 empty] | IESO Active Generation Contract List 2818 |  | 0.25 | [28 empty] | Yes
100997 | (C75) Real Canadian Superstore Steeles Avenue West | FALSE | FALSE | TRUE | FALSE | Firelight Solar LP |  | Brampton | ON | 43.734 | -79.76 | operating | 2012 |  | 2017 | [15 empty] | IESO Active Generation Contract List 2468 |  | 0.35 | [28 empty] | Yes
100998 | 10031 McLaughlin Rd. Brampton | FALSE | FALSE | TRUE | FALSE | MOM Solar LP |  | Brampton | ON | 43.735 | -79.759 | operating | 2012 |  | 2017 | [15 empty] | IESO Active Generation Contract List 3286 |  | 0.2 | [28 empty] | Yes
100999 | 10139R - 120 Midaircourt | FALSE | FALSE | TRUE | FALSE | TerraForm MP Solar, LLC |  | Brampton | ON | 43.736 | -79.758 | operating | 2014 |  | 2017 | [15 empty] | IESO Active Generation Contract List 2577 |  | 0.25 | [28 empty] | Yes
101000 | 1620 Steeles Avenue | FALSE | FALSE | TRUE | FALSE | 1076930 Ontario Ltd. |  | Brampton | ON | 43.737 | -79.757 | operating | 2014 |  | 2017 | [15 empty] | IESO Active Generation Contract List 2709 |  | 0.25 | [28 empty] | Yes
101001 | 200 First Gulf Blvd | FALSE | FALSE | TRUE | FALSE | 1162117 Ontario Ltd. |  | Brampton | ON | 43.738 | -79.756 | operating | 2013 |  | 2017 | [15 empty] | IESO Active Generation Contract List 2044 |  | 0.5 | [28 empty] | Yes
101002 | 212-273 Glidden | FALSE | FALSE | TRUE | FALSE | 8180792 Canada Inc. |  | Brampton | ON | 43.739 | -79.755 | operating | 2015 |  | 2017 | [15 empty] | IESO Active Generation Contract List 3573 |  | 0.15 | [28 empty] | Yes
101003 | 27 Regan Road | FALSE | FALSE | TRUE | FALSE | WC Enerco Inc. |  | Brampton | ON | 43.74 | -79.754 | operating | 2014 |  | 2017 | [15 empty] | IESO Active Generation Contract List 3151 |  | 0.24 | [28 empty] | Yes
101004 | 34 Hansen Road South | FALSE | FALSE | TRUE | FALSE | Sunny Day Energy Inc. |  | Brampton | ON | 43.741 | -79.753 | operating | 2013 |  | 2017 | [15 empty] | IESO Active Generation Contract List 2056 |  | 0.5 | [28 empty] | Yes
101005 | 7659 Bramalea Road | FALSE | FALSE | TRUE | FALSE | Texran Enterprises Inc. |  | Brampton | ON | 43.742 | -79.752 | operating | 2013 |  | 2017 | [15 empty] | IESO Active Generation Contract List 2755 |  | 0.25 | [28 empty] | Yes
101006 | 9Melanie | FALSE | FALSE | TRUE | FALSE | 1396496 Ontario Ltd. |  | Brampton | ON | 43.743 | -79.751 | operating | 2014 |  | 2017 | [15 empty] | IESO Active Generation Contract List 3826 |  | 0.108 | [28 empty] | Yes
101007 | A_1212_Selby_B | FALSE | FALSE | TRUE | FALSE | 2343461 Ontario Inc. |  | Brampton | ON | 43.744 | -79.75 | operating | 2015 |  | 2017 | [15 empty] | IESO Active Generation Contract List 2078 |  | 0.5 | [28 empty] | Yes
101008 | A07-11 Automatic | FALSE | FALSE | TRUE | FALSE | Saratoga Potato Chip Company Inc. |  | Brampton | ON | 43.745 | -79.749 | operating | 2014 |  | 2017 | [15 empty] | IESO Active Generation Contract List 3528 |  | 0.15 | [28 empty] | Yes
101009 | A10-143 Heart Lake | FALSE | FALSE | TRUE | FALSE | OZZ (OSDI) LP |  | Brampton | ON | 43.746 | -79.748 | operating | 2015 |  | 2017 | [15 empty] | IESO Active Generation Contract List 3292 |  | 0.2 | [28 empty] | Yes
101010 | A10-71 Rosedale | FALSE | FALSE | TRUE | FALSE | OZZ (OSDI) LP |  | Brampton | ON | 43.747 | -79.747 | operating | 2015 |  | 2017 | [15 empty] | IESO Active Generation Contract List 3534 |  | 0.15 | [28 empty] | Yes
101011 | BRA-107 Walker | FALSE | FALSE | TRUE | FALSE | Métis Nation of Ontario | BrightRoof Solar LP | Brampton | ON | 43.748 | -79.746 | operating | 2015 |  | 2017 | [15 empty] | IESO Active Generation Contract List 2101 |  | 0.5 | [28 empty] | Yes
101012 | Brampton Hydro Administration and Service Center | FALSE | FALSE | TRUE | FALSE | Geothermax |  | Brampton | ON | 43.749 | -79.745 | operating | 2015 |  |  | 2211 | [14 empty] | www.geothermax.ca | [23 empty] | Yes
101013 | Butcher Enterprises | FALSE | FALSE | TRUE | FALSE | Community Solar Assets 2 Ltd. |  | Brampton | ON | 43.75 | -79.744 | operating | 2015 |  | 2017 | [15 empty] | IESO Active Generation Contract List 2882 |  | 0.25 | [28 empty] | Yes
101014 | C03-120 Van Kirk | FALSE | FALSE | TRUE | FALSE | 8180792 Canada Inc. |  | Brampton | ON | 43.751 | -79.743 | operating | 2015 |  | 2017 | [15 empty] | IESO Active Generation Contract List 2436 |  | 0.4 | [28 empty] | Yes
101015 | Grasshopper 100 Ironside | FALSE | FALSE | TRUE | FALSE | Grasshopper Solar FIT Projects Inc. |  | Brampton | ON | 43.752 | -79.742 | operating | 2015 |  | 2017 | [15 empty] | IESO Active Generation Contract List 2142 |  | 0.5 | [28 empty] | Yes
101016 | H06-49 FIRST GULF | FALSE | FALSE | TRUE | FALSE | MOM I LP |  | Brampton | ON | 43.753 | -79.741 | operating | 2016 |  | 2017 | [15 empty] | IESO Active Generation Contract List 2691 |  | 0.25 | [28 empty] | Yes
101017 | H06-60 GREAT LAKES | FALSE | FALSE | TRUE | FALSE | MOM Solar LP |  | Brampton | ON | 43.754 | -79.74 | operating | 2012 |  | 2017 | [15 empty] | IESO Active Generation Contract List 2427 |  | 0.4 | [28 empty] | Yes
101018 | H06-9105 AIRPORT | FALSE | FALSE | TRUE | FALSE | MOM Solar LP |  | Brampton | ON | 43.755 | -79.739 | operating | 2012 |  | 2017 | [15 empty] | IESO Active Generation Contract List 2518 |  | 0.3 | [28 empty] | Yes
101019 | Kleen-flo - 250 kW | FALSE | FALSE | TRUE | FALSE | Kleen-flo Tumbler Industries Ltd. |  | Brampton | ON | 43.756 | -79.738 | operating | 2012 |  | 2017 | [15 empty] | IESO Active Generation Contract List 2727 |  | 0.25 | [28 empty] | Yes
101020 | KMS Peel | TRUE | FALSE | FALSE | FALSE |  |  | Brampton | ON | 43.757 | -79.737 | operating | 2012 |  |  | 913 | [14 empty] | CEEDC Cogen survey 2019 |  | 5 | [5 empty] | Yes |  | 1 | SCGT |  | 5
101021 | Maple Lodge Farms Ltd | TRUE | FALSE | FALSE | FALSE | Maple Lodge Farms |  | Brampton | ON | 43.758 | -79.736 | operating | 1999 |  | 2015 | 311 | [14 empty] | CEEDC Cogen survey 2019 | [16 empty] | Yes | [17 empty] | 528141.6227
101022 | MEL-99 GLIDDEN | FALSE | FALSE | TRUE | FALSE | 2391395 Ontario Inc. |  | Brampton | ON | 43.759 | -79.735 | operating | 2016 |  | 2017 | [15 empty] | IESO Active Generation Contract List 2533 |  | 0.3 | [28 empty] | Yes
101023 | P015 | FALSE | FALSE | TRUE | FALSE | Reliant First Nation LP |  | Brampton | ON | 43.76 | -79.734 | operating | 2016 |  | 2017 | [15 empty] | IESO Active Generation Contract List 2991 |  | 0.25 | [28 empty] | Yes
101024 | P020 | FALSE | FALSE | TRUE | FALSE | Reliant First Nation Limited Partnership |  | Brampton | ON | 43.761 | -79.733 | operating | 2016 | [17 empty] | IESO Active Generation Contract List 3329 |  | 0.2 | [28 empty] | Yes
101025 | P031 | FALSE | FALSE | TRUE | FALSE | Reliant First Nation Limited Partnership |  | Brampton | ON | 43.762 | -79.732 | operating | 2016 | [17 empty] | IESO Active Generation Contract List 3623 |  | 0.15 | [28 empty] | Yes
101026 | P048 | FALSE | FALSE | TRUE | FALSE | Reliant First Nation Limited Partnership |  | Brampton | ON | 43.763 | -79.731 | operating | 2017 | [17 empty] | IESO Active Generation Contract List 3217 |  | 0.22 | [28 empty] | Yes
101027 | P05-1 summerlea | FALSE | FALSE | TRUE | FALSE | Sky Solar (Canada) FIT 1 LP |  | Brampton | ON | 43.764 | -79.73 | operating | 2015 |  | 2017 | [15 empty] | IESO Active Generation Contract List 2247 |  | 0.5 | [28 empty] | Yes
101028 | P05-109 Summerlea | FALSE | FALSE | TRUE | FALSE | Sky Solar (Canada) FIT 1 LP |  | Brampton | ON | 43.765 | -79.729 | operating | 2014 |  | 2017 | [15 empty] | IESO Active Generation Contract List 2248 |  | 0.5 | [28 empty] | Yes
101029 | P05-1195 Clark | FALSE | FALSE | TRUE | FALSE | Sky Solar (Canada) FIT 1 LP |  | Brampton | ON | 43.766 | -79.728 | operating | 2014 |  | 2017 | [15 empty] | IESO Active Generation Contract List 2514 |  | 0.3 | [28 empty] | Yes
101030 | P05-35 Automatic | FALSE | FALSE | TRUE | FALSE | Sky Solar (Canada) FIT 1 LP |  | Brampton | ON | 43.767 | -79.727 | operating | 2014 |  | 2017 | [15 empty] | IESO Active Generation Contract List 2434 |  | 0.4 | [28 empty] | Yes
101031 | P069 | FALSE | FALSE | TRUE | FALSE | Reliant First Nation Limited Partnership |  | Brampton | ON | 43.768 | -79.726 | operating | 2014 | [17 empty] | IESO Active Generation Contract List 3344 |  | 0.2 | [28 empty] | Yes
101032 | P084 | FALSE | FALSE | TRUE | FALSE | Reliant First Nation LP |  | Brampton | ON | 43.769 | -79.725 | operating | 2017 |  | 2017 | [15 empty] | IESO Active Generation Contract List 2983 |  | 0.25 | [28 empty] | Yes
101033 | P085 | FALSE | FALSE | TRUE | FALSE | Reliant First Nation LP |  | Brampton | ON | 43.77 | -79.724 | operating | 2017 |  | 2017 | [15 empty] | IESO Active Generation Contract List 2249 |  | 0.5 | [28 empty] | Yes
101034 | P086 | FALSE | FALSE | TRUE | FALSE | Reliant First Nation Limited Partnership |  | Brampton | ON | 43.771 | -79.723 | operating | 2017 | [17 empty] | IESO Active Generation Contract List 3253 |  | 0.21 | [28 empty] | Yes
101035 | P08-90 Whybank | FALSE | FALSE | TRUE | FALSE | Firelight Solar LP |  | Brampton | ON | 43.772 | -79.722 | operating | 2017 |  | 2017 | [15 empty] | IESO Active Generation Contract List 2251 |  | 0.5 | [28 empty] | Yes
101036 | P099 | FALSE | FALSE | TRUE | FALSE | Reliant First Nation Limited Partnership |  | Brampton | ON | 43.773 | -79.721 | operating | 2012 | [17 empty] | IESO Active Generation Contract List 3447 |  | 0.175 | [28 empty] | Yes
101037 | P128 | FALSE | FALSE | TRUE | FALSE | Reliant First Nation Limited Partnership |  | Brampton | ON | 43.774 | -79.72 | operating | 2017 | [17 empty] | IESO Active Generation Contract List 3249 |  | 0.21 | [28 empty] | Yes
101038 | P129 | FALSE | FALSE | TRUE | FALSE | Reliant First Nation LP |  | Brampton | ON | 43.775 | -79.719 | operating | 2017 |  | 2017 | [15 empty] | IESO Active Generation Contract List 2253 |  | 0.5 | [28 empty] | Yes
101039 | P130 | FALSE | FALSE | TRUE | FALSE | Reliant First Nation Limited Partnership |  | Brampton | ON | 43.776 | -79.718 | operating | 2017 | [17 empty] | IESO Active Generation Contract List 3345 |  | 0.2 | [28 empty] | Yes
101040 | P131 | FALSE | FALSE | TRUE | FALSE | Reliant First Nation Limited Partnership |  | Brampton | ON | 43.777 | -79.717 | operating | 2017 | [17 empty] | IESO Active Generation Contract List 3504 |  | 0.16 | [28 empty] | Yes
101041 | P132 | FALSE | FALSE | TRUE | FALSE | Reliant First Nation Limited Partnership |  | Brampton | ON | 43.778 | -79.716 | operating | 2017 | [17 empty] | IESO Active Generation Contract List 3610 |  | 0.15 | [28 empty] | Yes
101042 | P133 | FALSE | FALSE | TRUE | FALSE | Reliant First Nation LP |  | Brampton | ON | 43.779 | -79.715 | operating | 2017 |  | 2017 | [15 empty] | IESO Active Generation Contract List 3046 |  | 0.25 | [28 empty] | Yes
101043 | P134 | FALSE | FALSE | TRUE | FALSE | Reliant First Nation Limited Partnership |  | Brampton | ON | 43.78 | -79.714 | operating | 2017 | [17 empty] | IESO Active Generation Contract List 3394 |  | 0.19 | [28 empty] | Yes
101044 | P135 | FALSE | FALSE | TRUE | FALSE | Reliant First Nation LP |  | Brampton | ON | 43.781 | -79.713 | operating | 2017 |  | 2017 | [15 empty] | IESO Active Generation Contract List 2254 |  | 0.5 | [28 empty] | Yes
101045 | P136 | FALSE | FALSE | TRUE | FALSE | Reliant First Nation Limited Partnership |  | Brampton | ON | 43.782 | -79.712 | operating | 2017 | [17 empty] | IESO Active Generation Contract List 3431 |  | 0.18 | [28 empty] | Yes
101046 | P137 | FALSE | FALSE | TRUE | FALSE | Reliant First Nation LP |  | Brampton | ON | 43.783 | -79.711 | operating | 2017 |  | 2017 | [15 empty] | IESO Active Generation Contract List 2255 |  | 0.5 | [28 empty] | Yes
101047 | P139 | FALSE | FALSE | TRUE | FALSE | Reliant First Nation LP |  | Brampton | ON | 43.784 | -79.71 | operating | 2017 |  | 2017 | [15 empty] | IESO Active Generation Contract List 2961 |  | 0.25 | [28 empty] | Yes
101048 | P141 | FALSE | FALSE | TRUE | FALSE | Reliant First Nation Limited Partnership |  | Brampton | ON | 43.785 | -79.709 | operating | 2017 | [17 empty] | IESO Active Generation Contract List 3700 |  | 0.135 | [28 empty] | Yes
101049 | P142 | FALSE | FALSE | TRUE | FALSE | Reliant First Nation Limited Partnership |  | Brampton | ON | 43.786 | -79.708 | operating | 2017 | [17 empty] | IESO Active Generation Contract List 3251 |  | 0.21 | [28 empty] | Yes
101050 | P146 | FALSE | FALSE | TRUE | FALSE | Reliant First Nation Limited Partnership |  | Brampton | ON | 43.787 | -79.707 | operating | 2017 | [17 empty] | IESO Active Generation Contract List 3425 |  | 0.18 | [28 empty] | Yes
101051 | P147 | FALSE | FALSE | TRUE | FALSE | Reliant First Nation Limited Partnership |  | Brampton | ON | 43.788 | -79.706 | operating | 2017 | [17 empty] | IESO Active Generation Contract List 3330 |  | 0.2 | [28 empty] | Yes
101052 | P148 | FALSE | FALSE | TRUE | FALSE | Reliant First Nation LP |  | Brampton | ON | 43.789 | -79.705 | operating | 2017 |  | 2017 | [15 empty] | IESO Active Generation Contract List 3090 |  | 0.25 | [28 empty] | Yes
101053 | P149 | FALSE | FALSE | TRUE | FALSE | Reliant First Nation Limited Partnership |  | Brampton | ON | 43.79 | -79.704 | operating | 2017 | [17 empty] | IESO Active Generation Contract List 3243 |  | 0.21 | [28 empty] | Yes
101054 | P150 | FALSE | FALSE | TRUE | FALSE | Reliant First Nation LP |  | Brampton | ON | 43.791 | -79.703 | operating | 2017 |  | 2017 | [15 empty] | IESO Active Generation Contract List 3041 |  | 0.25 | [28 empty] | Yes
101055 | P151 | FALSE | FALSE | TRUE | FALSE | Reliant First Nation Limited Partnership |  | Brampton | ON | 43.792 | -79.702 | operating | 2017 | [17 empty] | IESO Active Generation Contract List 3169 |  | 0.24 | [28 empty] | Yes
101056 | P152 | FALSE | FALSE | TRUE | FALSE | Reliant First Nation LP |  | Brampton | ON | 43.793 | -79.701 | operating | 2017 |  | 2017 | [15 empty] | IESO Active Generation Contract List 2993 |  | 0.25 | [28 empty] | Yes
101057 | P155 | FALSE | FALSE | TRUE | FALSE | Reliant First Nation Limited Partnership |  | Brampton | ON | 43.794 | -79.7 | operating | 2017 | [17 empty] | IESO Active Generation Contract List 3252 |  | 0.21 | [28 empty] | Yes
101058 | P156 | FALSE | FALSE | TRUE | FALSE | Reliant First Nation LP |  | Brampton | ON | 43.795 | -79.699 | operating | 2017 |  | 2017 | [15 empty] | IESO Active Generation Contract List 3068 |  | 0.25 | [28 empty] | Yes
101059 | P157 | FALSE | FALSE | TRUE | FALSE | Reliant First Nation LP |  | Brampton | ON | 43.796 | -79.698 | operating | 2017 |  | 2017 | [15 empty] | IESO Active Generation Contract List 2528 |  | 0.3 | [28 empty] | Yes
101060 | P159 | FALSE | FALSE | TRUE | FALSE | Reliant First Nation LP |  | Brampton | ON | 43.797 | -79.697 | operating | 2017 |  | 2017 | [15 empty] | IESO Active Generation Contract List 2951 |  | 0.25 | [28 empty] | Yes
101061 | P160 | FALSE | FALSE | TRUE | FALSE | Reliant First Nation LP |  | Brampton | ON | 43.798 | -79.696 | operating | 2017 |  | 2017 | [15 empty] | IESO Active Generation Contract List 2256 |  | 0.5 | [28 empty] | Yes
101062 | P163 | FALSE | FALSE | TRUE | FALSE | Reliant First Nation Limited Partnership |  | Brampton | ON | 43.799 | -79.695 | operating | 2017 | [17 empty] | IESO Active Generation Contract List 3221 |  | 0.22 | [28 empty] | Yes
101063 | P164 | FALSE | FALSE | TRUE | FALSE | Reliant First Nation Limited Partnership |  | Brampton | ON | 43.8 | -79.694 | operating | 2017 | [17 empty] | IESO Active Generation Contract List 3343 |  | 0.2 | [28 empty] | Yes
101064 | P165 | FALSE | FALSE | TRUE | FALSE | Reliant First Nation Limited Partnership |  | Brampton | ON | 43.801 | -79.693 | operating | 2017 | [17 empty] | IESO Active Generation Contract List 3331 |  | 0.2 | [28 empty] | Yes
101065 | P167 | FALSE | FALSE | TRUE | FALSE | Reliant First Nation Limited Partnership |  | Brampton | ON | 43.802 | -79.692 | operating | 2017 | [17 empty] | IESO Active Generation Contract List 3341 |  | 0.2 | [28 empty] | Yes
101066 | P169 | FALSE | FALSE | TRUE | FALSE | Reliant First Nation Limited Partnership |  | Brampton | ON | 43.803 | -79.691 | operating | 2017 | [17 empty] | IESO Active Generation Contract List 3587 |  | 0.15 | [28 empty] | Yes
101067 | P170 | FALSE | FALSE | TRUE | FALSE | Reliant First Nation LP |  | Brampton | ON | 43.804 | -79.69 | operating | 2017 |  | 2017 | [15 empty] | IESO Active Generation Contract List 3107 |  | 0.25 | [28 empty] | Yes
101068 | P171 | FALSE | FALSE | TRUE | FALSE | Reliant First Nation Limited Partnership |  | Brampton | ON | 43.805 | -79.689 | operating | 2017 | [17 empty] | IESO Active Generation Contract List 3190 |  | 0.23 | [28 empty] | Yes
101069 | P173 | FALSE | FALSE | TRUE | FALSE | Reliant First Nation Limited Partnership |  | Brampton | ON | 43.806 | -79.688 | operating | 2017 | [17 empty] | IESO Active Generation Contract List 3248 |  | 0.21 | [28 empty] | Yes
101070 | P175 | FALSE | FALSE | TRUE | FALSE | Reliant First Nation LP |  | Brampton | ON | 43.807 | -79.687 | operating | 2017 |  | 2017 | [15 empty] | IESO Active Generation Contract List 3096 |  | 0.25 | [28 empty] | Yes
101071 | P176 | FALSE | FALSE | TRUE | FALSE | Reliant First Nation Limited Partnership |  | Brampton | ON | 43.808 | -79.686 | operating | 2017 | [17 empty] | IESO Active Generation Contract List 3246 |  | 0.21 | [28 empty] | Yes
101072 | P177 | FALSE | FALSE | TRUE | FALSE | Reliant First Nation Limited Partnership |  | Brampton | ON | 43.809 | -79.685 | operating | 2017 | [17 empty] | IESO Active Generation Contract List 3175 |  | 0.235 | [28 empty] | Yes
101073 | P178 | FALSE | FALSE | TRUE | FALSE | Reliant First Nation Limited Partnership |  | Brampton | ON | 43.81 | -79.684 | operating | 2017 | [17 empty] | IESO Active Generation Contract List 3642 |  | 0.143 | [28 empty] | Yes
101074 | P179 | FALSE | FALSE | TRUE | FALSE | Reliant First Nation LP |  | Brampton | ON | 43.811 | -79.683 | operating | 2017 |  | 2017 | [15 empty] | IESO Active Generation Contract List 2981 |  | 0.25 | [28 empty] | Yes
101075 | P180 | FALSE | FALSE | TRUE | FALSE | Reliant First Nation Limited Partnership |  | Brampton | ON | 43.812 | -79.682 | operating | 2017 | [17 empty] | IESO Active Generation Contract List 3202 |  | 0.225 | [28 empty] | Yes
101076 | P182 | FALSE | FALSE | TRUE | FALSE | Reliant First Nation LP |  | Brampton | ON | 43.813 | -79.681 | operating | 2017 |  | 2017 | [15 empty] | IESO Active Generation Contract List 2257 |  | 0.5 | [28 empty] | Yes
101077 | P185 | FALSE | FALSE | TRUE | FALSE | Reliant First Nation Limited Partnership |  | Brampton | ON | 43.814 | -79.68 | operating | 2017 | [17 empty] | IESO Active Generation Contract List 3483 |  | 0.165 | [28 empty] | Yes
101078 | P186 | FALSE | FALSE | TRUE | FALSE | Reliant First Nation Limited Partnership |  | Brampton | ON | 43.815 | -79.679 | operating | 2017 | [17 empty] | IESO Active Generation Contract List 3168 |  | 0.24 | [28 empty] | Yes
101079 | P191 | FALSE | FALSE | TRUE | FALSE | Reliant First Nation Limited Partnership |  | Brampton | ON | 43.816 | -79.678 | operating | 2016 | [17 empty] | IESO Active Generation Contract List 3428 |  | 0.18 | [28 empty] | Yes
101080 | P194 | FALSE | FALSE | TRUE | FALSE | Reliant First Nation LP |  | Brampton | ON | 43.817 | -79.677 | operating | 2017 |  | 2017 | [15 empty] | IESO Active Generation Contract List 2258 |  | 0.5 | [28 empty] | Yes
101081 | P197 | FALSE | FALSE | TRUE | FALSE | Reliant First Nation Limited Partnership |  | Brampton | ON | 43.818 | -79.676 | operating | 2017 | [17 empty] | IESO Active Generation Contract List 3617 |  | 0.15 | [28 empty] | Yes
101082 | P199 | FALSE | FALSE | TRUE | FALSE | Reliant First Nation LP |  | Brampton | ON | 43.819 | -79.675 | operating | 2017 |  | 2017 | [15 empty] | IESO Active Generation Contract List 3019 |  | 0.25 | [28 empty] | Yes
101083 | P202 | FALSE | FALSE | TRUE | FALSE | Reliant First Nation Limited Partnership |  | Brampton | ON | 43.82 | -79.674 | operating | 2016 | [17 empty] | IESO Active Generation Contract List 3408 |  | 0.185 | [28 empty] | Yes
101084 | P203 | FALSE | FALSE | TRUE | FALSE | Reliant First Nation Limited Partnership |  | Brampton | ON | 43.821 | -79.673 | operating | 2017 | [17 empty] | IESO Active Generation Contract List 3161 |  | 0.24 | [28 empty] | Yes
101085 | P205 | FALSE | FALSE | TRUE | FALSE | Reliant First Nation Limited Partnership |  | Brampton | ON | 43.822 | -79.672 | operating | 2017 | [17 empty] | IESO Active Generation Contract List 3244 |  | 0.21 | [28 empty] | Yes
101086 | P208 | FALSE | FALSE | TRUE | FALSE | Reliant First Nation Limited Partnership |  | Brampton | ON | 43.823 | -79.671 | operating | 2017 | [17 empty] | IESO Active Generation Contract List 3611 |  | 0.15 | [28 empty] | Yes
101087 | P209 | FALSE | FALSE | TRUE | FALSE | Reliant First Nation LP |  | Brampton | ON | 43.824 | -79.67 | operating | 2017 |  | 2017 | [15 empty] | IESO Active Generation Contract List 2956 |  | 0.25 | [28 empty] | Yes
101088 | P210 | FALSE | FALSE | TRUE | FALSE | Reliant First Nation Limited Partnership |  | Brampton | ON | 43.825 | -79.669 | operating | 2016 | [17 empty] | IESO Active Generation Contract List 3454 |  | 0.175 | [28 empty] | Yes
101089 | P211 | FALSE | FALSE | TRUE | FALSE | Reliant First Nation Limited Partnership |  | Brampton | ON | 43.826 | -79.668 | operating | 2017 | [17 empty] | IESO Active Generation Contract List 3176 |  | 0.235 | [28 empty] | Yes
101090 | P214 | FALSE | FALSE | TRUE | FALSE | Reliant First Nation LP |  | Brampton | ON | 43.827 | -79.667 | operating | 2017 |  | 2017 | [15 empty] | IESO Active Generation Contract List 2259 |  | 0.5 | [28 empty] | Yes
101091 | P215 | FALSE | FALSE | TRUE | FALSE | Reliant First Nation LP |  | Brampton | ON | 43.828 | -79.666 | operating | 2017 |  | 2017 | [15 empty] | IESO Active Generation Contract List 3085 |  | 0.25 | [28 empty] | Yes
101092 | P216 | FALSE | FALSE | TRUE | FALSE | Reliant First Nation Limited Partnership |  | Brampton | ON | 43.829 | -79.665 | operating | 2017 | [17 empty] | IESO Active Generation Contract List 3204 |  | 0.225 | [28 empty] | Yes
101093 | P217 | FALSE | FALSE | TRUE | FALSE | Reliant First Nation Limited Partnership |  | Brampton | ON | 43.83 | -79.664 | operating | 2017 | [17 empty] | IESO Active Generation Contract List 3592 |  | 0.15 | [28 empty] | Yes
101094 | P224 | FALSE | FALSE | TRUE | FALSE | Reliant First Nation Limited Partnership |  | Brampton | ON | 43.831 | -79.663 | operating | 2017 | [17 empty] | IESO Active Generation Contract List 3332 |  | 0.2 | [28 empty] | Yes
101095 | P225 | FALSE | FALSE | TRUE | FALSE | Reliant First Nation LP |  | Brampton | ON | 43.832 | -79.662 | operating | 2017 |  | 2017 | [15 empty] | IESO Active Generation Contract List 2544 |  | 0.275 | [28 empty] | Yes
101096 | P227 | FALSE | FALSE | TRUE | FALSE | Reliant First Nation Limited Partnership |  | Brampton | ON | 43.833 | -79.661 | operating | 2017 | [17 empty] | IESO Active Generation Contract List 3499 |  | 0.16 | [28 empty] | Yes
101097 | P229 | FALSE | FALSE | TRUE | FALSE | Reliant First Nation LP |  | Brampton | ON | 43.834 | -79.66 | operating | 2016 |  | 2017 | [15 empty] | IESO Active Generation Contract List 2260 |  | 0.5 | [28 empty] | Yes
101098 | R05-317 Rutherford | FALSE | FALSE | TRUE | FALSE | Sky Solar (Canada) FIT 1 LP |  | Brampton | ON | 43.835 | -79.659 | operating | 2014 |  | 2017 | [15 empty] | IESO Active Generation Contract List 2389 |  | 0.45 | [28 empty] | Yes
101099 | Remington - Brampton (271 Glidden Rd) | FALSE | FALSE | TRUE | FALSE | Firelight Solar L.P. |  | Brampton | ON | 43.836 | -79.658 | operating | 2011 | [17 empty] | IESO Active Generation Contract List 3255 |  | 0.208 | [28 empty] | Yes
101100 | Royal Sponge | FALSE | FALSE | TRUE | FALSE | WC Enerco Inc. |  | Brampton | ON | 43.837 | -79.657 | operating | 2014 | [17 empty] | IESO Active Generation Contract List 3225 |  | 0.21995 | [28 empty] | Yes
101101 | S11-165 Summerlea | FALSE | FALSE | TRUE | FALSE | Sky Solar (Canada) Ltd. |  | Brampton | ON | 43.838 | -79.656 | operating | 2015 |  | 2017 | [15 empty] | IESO Active Generation Contract List 2279 |  | 0.5 | [28 empty] | Yes
101102 | Saptashva Solar, S.A - FIT - Jobal | FALSE | FALSE | TRUE | FALSE | DHM Holdings and Financing Ltd. |  | Brampton | ON | 43.839 | -79.655 | operating | 2012 |  | 2017 | [15 empty] | IESO Active Generation Contract List 2474 |  | 0.35 | [28 empty] | Yes
101103 | SMART-B 002PV | FALSE | FALSE | TRUE | FALSE | SSTI Brewster Brampton, LLC |  | Brampton | ON | 43.84 | -79.654 | operating | 2014 |  | 2017 | [15 empty] | IESO Active Generation Contract List 2930 |  | 0.25 | [28 empty] | Yes
101104 | Solar Roof Inc. | FALSE | FALSE | TRUE | FALSE | Solar Roof Inc. |  | Brampton | ON | 43.841 | -79.653 | operating | 2014 |  | 2017 | [15 empty] | IESO Active Generation Contract List 2297 |  | 0.5 | [28 empty] | Yes
101105 | Solexica - 100 Westcreek | FALSE | FALSE | TRUE | FALSE |  |  | Brampton | ON | 43.842 | -79.652 | operating | 2016 |  | 2017 | [15 empty] | IESO Active Generation Contract List 2298 |  | 0.5 | [28 empty] | Yes
101106 | Solexica - 12 Fisherman | FALSE | FALSE | TRUE | FALSE |  |  | Brampton | ON | 43.843 | -79.651 | operating | 2016 |  | 2017 | [15 empty] | IESO Active Generation Contract List 3052 |  | 0.25 | [28 empty] | Yes
101107 | Solexica - 218 Wilkinson | FALSE | FALSE | TRUE | FALSE |  |  | Brampton | ON | 43.844 | -79.65 | operating | 2016 |  | 2017 | [15 empty] | IESO Active Generation Contract List 2299 |  | 0.5 | [28 empty] | Yes
101108 | Solexica - 80 Westcreek | FALSE | FALSE | TRUE | FALSE |  |  | Brampton | ON | 43.845 | -79.649 | operating | 2016 |  | 2017 | [15 empty] | IESO Active Generation Contract List 2971 |  | 0.25 | [28 empty] | Yes
101109 | Solexica - 9446 McLaughlin | FALSE | FALSE | TRUE | FALSE |  |  | Brampton | ON | 43.846 | -79.648 | operating | 2016 |  | 2017 | [15 empty] | IESO Active Generation Contract List 2300 |  | 0.5 | [28 empty] | Yes
101110 | SPN 253 | FALSE | FALSE | TRUE | FALSE | SPN LP 7 |  | Brampton | ON | 43.847 | -79.647 | operating | 2016 |  | 2017 | [15 empty] | IESO Active Generation Contract List 3069 |  | 0.25 | [28 empty] | Yes
101111 | SPN 254 | FALSE | FALSE | TRUE | FALSE | SPN LP 7 |  | Brampton | ON | 43.848 | -79.646 | operating | 2016 |  | 2017 | [15 empty] | IESO Active Generation Contract List 2462 |  | 0.36 | [28 empty] | Yes
101112 | Tracy1 | FALSE | FALSE | TRUE | FALSE | Fit Solar Systems Ltd. |  | Brampton | ON | 43.849 | -79.645 | operating | 2011 |  | 2017 | [15 empty] | IESO Active Generation Contract List 2808 |  | 0.25 | [28 empty] | Yes
101113 | Treeline Public School | FALSE | FALSE | TRUE | FALSE | Peel District School Board |  | Brampton | ON | 43.85 | -79.644 | operating | 2015 |  | 2017 | [15 empty] | IESO Active Generation Contract List 3643 |  | 0.142 | [28 empty] | Yes
101114 | Penn Energy - Brantgate | FALSE | FALSE | TRUE | FALSE | Penn Energy Renewables Ltd. |  | County of Brant | ON | 43.153 | -80.172 | operating | 2015 |  | 2017 | [15 empty] | http://www.pennenergyrenewables.com/solar-farms-ontario.html |  | 8 | [28 empty] | Yes
101115 | #664 30 Lyndon Rd, Brantford | FALSE | FALSE | TRUE | FALSE | AMP1 |  | Brantford | ON | 43.139 | -80.264 | operating | 2013 |  | 2017 | [15 empty] | IESO Active Generation Contract List 2786 |  | 0.25 | [28 empty] | Yes
101116 | 195 Savannah Oaks Drive | FALSE | FALSE | TRUE | FALSE | Chi Biidaaske Inc. |  | Brantford | ON | 43.14 | -80.263 | operating | 2016 |  | 2017 | [15 empty] | IESO Active Generation Contract List 2443 |  | 0.4 | [28 empty] | Yes
101117 | Ashreeni Power | FALSE | FALSE | TRUE | FALSE | 1887204 Ontario Inc. |  | Brantford | ON | 43.141 | -80.262 | operating | 2015 |  | 2017 | [15 empty] | IESO Active Generation Contract List 3313 |  | 0.2 | [28 empty] | Yes
101118 | B01-144 Mohawk | FALSE | FALSE | TRUE | FALSE | Firelight Solar LP |  | Brantford | ON | 43.142 | -80.261 | operating | 2012 |  | 2017 | [15 empty] | IESO Active Generation Contract List 2769 |  | 0.25 | [28 empty] | Yes
101119 | B01-20 Ryan | FALSE | FALSE | TRUE | FALSE | Firelight Solar LP |  | Brantford | ON | 43.143 | -80.26 | operating | 2012 |  | 2017 | [15 empty] | IESO Active Generation Contract List 3520 |  | 0.15 | [28 empty] | Yes
101120 | B01-378 Elgin | FALSE | FALSE | TRUE | FALSE | Firelight Solar LP |  | Brantford | ON | 43.144 | -80.259 | operating | 2012 |  | 2017 | [15 empty] | IESO Active Generation Contract List 2698 |  | 0.25 | [28 empty] | Yes
101121 | B01-39 Craig | FALSE | FALSE | TRUE | FALSE | 8180792 Canada Inc. |  | Brantford | ON | 43.145 | -80.258 | operating | 2015 |  | 2017 | [15 empty] | IESO Active Generation Contract List 3570 |  | 0.15 | [28 empty] | Yes
101122 | Brant Business Park: BGI Building | FALSE | FALSE | TRUE | FALSE | County of Brant | Six Nations of the Grand River | Brantford | ON | 43.146 | -80.257 | operating | 2015 |  | 2017 | [15 empty] | IESO Active Generation Contract List 2907 |  | 0.25 | [28 empty] | Yes
101123 | Brant Sports Complex | FALSE | FALSE | TRUE | FALSE | County of Brant | Sustainability Brant Community Energy Co-operative Inc. | Brantford | ON | 43.147 | -80.256 | operating | 2014 |  | 2017 | [15 empty] | IESO Active Generation Contract List 2923 |  | 0.25 | [28 empty] | Yes
101124 | Dalkeith Condo | FALSE | FALSE | TRUE | FALSE | Solarize Energy (2011) Inc. |  | Brantford | ON | 43.148 | -80.255 | operating | 2012 | [17 empty] | IESO Active Generation Contract List 3554 |  | 0.15 | [28 empty] | Yes
101125 | GEDSB Brantford Collegiate | FALSE | FALSE | TRUE | FALSE | Ameresco GEDSB Solar Inc. |  | Brantford | ON | 43.149 | -80.254 | operating | 2014 | [17 empty] | IESO Active Generation Contract List 3666 |  | 0.135 | [28 empty] | Yes
101126 | GEDSB North Park CVS | FALSE | FALSE | TRUE | FALSE | Ameresco GEDSB Solar Inc. |  | Brantford | ON | 43.15 | -80.253 | operating | 2012 | [17 empty] | IESO Active Generation Contract List 3677 |  | 0.135 | [28 empty] | Yes
101127 | GEDSB Pauline Johnson Collegiate | FALSE | FALSE | TRUE | FALSE | Ameresco GEDSB Solar Inc. |  | Brantford | ON | 43.151 | -80.252 | operating | 2012 | [17 empty] | IESO Active Generation Contract List 3172 |  | 0.235 | [28 empty] | Yes
101128 | H06-25 HOLIDAY | FALSE | FALSE | TRUE | FALSE | Ozz Solar International Inc. |  | Brantford | ON | 43.152 | -80.251 | operating | 2015 |  | 2017 | [15 empty] | IESO Active Generation Contract List 2397 |  | 0.45 | [28 empty] | Yes
101129 | K03-148 Mohawk | FALSE | FALSE | TRUE | FALSE | Guswhenta Solar (2013) Inc. |  | Brantford | ON | 43.153 | -80.25 | operating | 2013 |  | 2017 | [15 empty] | IESO Active Generation Contract List 2467 |  | 0.35 | [28 empty] | Yes
101130 | K03-168 Colborne | FALSE | FALSE | TRUE | FALSE | Guswhenta Solar (2013) Inc. |  | Brantford | ON | 43.154 | -80.249 | operating | 2013 | [17 empty] | IESO Active Generation Contract List 3561 |  | 0.15 | [28 empty] | Yes
101131 | K03-44 Elgin | FALSE | FALSE | TRUE | FALSE | Guswhenta Solar (2013) Inc. |  | Brantford | ON | 43.155 | -80.248 | operating | 2013 |  | 2017 | [15 empty] | IESO Active Generation Contract List 2185 |  | 0.5 | [28 empty] | Yes
101132 | K03-81 Elgin | FALSE | FALSE | TRUE | FALSE | Guswhenta Solar (2013) Inc. |  | Brantford | ON | 43.156 | -80.247 | operating | 2013 | [17 empty] | IESO Active Generation Contract List 3555 |  | 0.15 | [28 empty] | Yes
101133 | KRG Power Inc. | FALSE | FALSE | TRUE | FALSE | Potentia (002322 - 131 Savannah) LP |  | Brantford | ON | 43.157 | -80.246 | operating | 2013 |  | 2017 | [15 empty] | IESO Active Generation Contract List 2663 |  | 0.25 | [28 empty] | Yes
101134 | M07-46 Bosworth | FALSE | FALSE | TRUE | FALSE | Sky Solar (Canada) FIT 1 LP |  | Brantford | ON | 43.158 | -80.245 | operating | 2014 |  | 2017 | [15 empty] | IESO Active Generation Contract List 2202 |  | 0.5 | [28 empty] | Yes
101135 | RS Brantford | FALSE | FALSE | TRUE | FALSE | Nautilus Eagle Lake Solar I Limited Partnership |  | Brantford | ON | 43.159 | -80.244 | operating | 2015 | [17 empty] | IESO Active Generation Contract List 3586 |  | 0.15 | [28 empty] | Yes
101136 | Sonoco Can Corp | TRUE | FALSE | FALSE | FALSE | Sonoco Ltd. |  | Brantford | ON | 43.16 | -80.243 | operating | 1993 |  | 2015 | 322 | [14 empty] | CEEDC Cogen survey 2019 | [16 empty] | Yes | [17 empty] | 516461.4
101137 | SPN 323 | FALSE | FALSE | TRUE | FALSE | SPN LP 7 |  | Brantford | ON | 43.161 | -80.242 | operating | 2016 |  | 2017 | [15 empty] | IESO Active Generation Contract List 2314 |  | 0.5 | [28 empty] | Yes
101138 | SPN 344 | FALSE | FALSE | TRUE | FALSE | SPN LP 3 |  | Brantford | ON | 43.162 | -80.241 | operating | 2016 |  | 2017 | [15 empty] | IESO Active Generation Contract List 2463 |  | 0.36 | [28 empty] | Yes
101139 | SPN 449 | FALSE | FALSE | TRUE | FALSE | SPN LP 4 |  | Brantford | ON | 43.163 | -80.24 | operating | 2016 |  | 2017 | [15 empty] | IESO Active Generation Contract List 2322 |  | 0.5 | [28 empty] | Yes
101140 | SPN 450 | FALSE | FALSE | TRUE | FALSE | SPN LP 4 |  | Brantford | ON | 43.164 | -80.239 | operating | 2016 |  | 2017 | [15 empty] | IESO Active Generation Contract List 2323 |  | 0.5 | [28 empty] | Yes
101141 | SPN 498 | FALSE | FALSE | TRUE | FALSE | SPN LP 4 |  | Brantford | ON | 43.165 | -80.238 | operating | 2016 |  | 2017 | [15 empty] | IESO Active Generation Contract List 2325 |  | 0.5 | [28 empty] | Yes
101142 | SPN 587 | FALSE | FALSE | TRUE | FALSE | SPN LP 7 |  | Brantford | ON | 43.166 | -80.237 | operating | 2016 |  | 2017 | [15 empty] | IESO Active Generation Contract List 3605 |  | 0.15 | [28 empty] | Yes
101143 | SPN 588 | FALSE | FALSE | TRUE | FALSE | SPN LP 4 |  | Brantford | ON | 43.167 | -80.236 | operating | 2016 |  | 2017 | [15 empty] | IESO Active Generation Contract List 2461 |  | 0.36 | [28 empty] | Yes
101144 | Hakkesteegt's Poultry Farm Ltd. | FALSE | FALSE | TRUE | FALSE | Hakkesteegt's Poultry Farm Ltd. |  | Brighton | ON | 44.042 | -77.737 | operating | 2012 | [17 empty] | IESO Active Generation Contract List 3294 |  | 0.2 | [28 empty] | Yes
101145 | South Branch Wind Farm | FALSE | FALSE | TRUE | FALSE | EDP Renewables |  | Brinston | ON | 44.94 | -75.36 | operating | 2014 |  | 2017 | [15 empty] | CanWEA/ http://southbranchwindfarm.com/ |  | 30 | [30 empty] | Yes
101146 | 10043R - Wills Transfer Brockville | FALSE | FALSE | TRUE | FALSE | Dream Renewables RT Solar LP |  | Brockville | ON | 44.59 | -75.684 | operating | 2013 |  | 2017 | [15 empty] | IESO Active Generation Contract List 2799 |  | 0.25 | [28 empty] | Yes
101147 | Brockville 1 | FALSE | FALSE | TRUE | FALSE | TransCanada Corp. |  | Brockville | ON | 44.591 | -75.683 | operating | 2012 |  | 2017 | [15 empty] | http://www.canadiansolar.com/solar-projects.html |  | 10 | [28 empty] | Yes
101148 | Brockville 2 | FALSE | FALSE | TRUE | FALSE | TransCanada Corp. |  | Brockville | ON | 44.592 | -75.682 | operating | 2013 |  | 2017 | [15 empty] | http://www.canadiansolar.com/solar-projects/brockville-2-canada.html |  | 9 | [28 empty] | Yes
101149 | Brockville Memorial Centre Rooftop Solar Project | FALSE | FALSE | TRUE | FALSE | City of Brockville |  | Brockville | ON | 44.593 | -75.681 | operating | 2011 |  | 2017 | [15 empty] | IESO Active Generation Contract List 3269 |  | 0.2 | [28 empty] | Yes
101150 | H06-2120 PARKDALE | FALSE | FALSE | TRUE | FALSE | MOM IV LP |  | Brockville | ON | 44.594 | -75.68 | operating | 2014 |  | 2017 | [15 empty] | IESO Active Generation Contract List 2877 |  | 0.25 | [28 empty] | Yes
101151 | Laurier Solar | FALSE | FALSE | TRUE | FALSE | Saturn Solar LP 1 |  | Brockville | ON | 44.595 | -75.679 | operating | 2015 | [17 empty] | IESO Active Generation Contract List 3163 |  | 0.24 | [28 empty] | Yes
101152 | Stewart_10020795 | FALSE | FALSE | TRUE | FALSE | Benita Charlotte Anne Stewart | Mary-Jane Cindy Stewart-Burns | Brockville | ON | 44.596 | -75.678 | operating | 2016 |  | 2017 | [15 empty] | IESO Active Generation Contract List 3076 |  | 0.25 | [28 empty] | Yes
101154 | Chad Fischer Solar | FALSE | FALSE | TRUE | FALSE | C.W. Fischer Farms Ltd. |  | Brussels | ON | 43.744 | -81.25 | operating | 2012 | [17 empty] | IESO Active Generation Contract List 3566 |  | 0.15 | [28 empty] | Yes
101155 | GreenLife Solar 2 | FALSE | FALSE | TRUE | FALSE | GreenLife Solar Projects Inc. |  | Buckhorn | ON | 44.557 | -78.35 | operating | 2017 |  | 2017 | [15 empty] | IESO Active Generation Contract List 2150 |  | 0.5 | [28 empty] | Yes
101156 | Burford Community Center | FALSE | FALSE | TRUE | FALSE | County of Brant | Sustainability Brant Community Energy Co-operative Inc. | Burford | ON | 43.103 | -80.429 | operating | 2016 |  | 2017 | [15 empty] | IESO Active Generation Contract List 3044 |  | 0.25 | [28 empty] | Yes
101157 | Frieslawn Farms Ltd. | FALSE | FALSE | TRUE | FALSE | Frieslawn Green Energy Co-operative of Ontario LP |  | Burgessville | ON | 43.022 | -80.652 | operating | 2015 | [17 empty] | IESO Active Generation Contract List 3306 |  | 0.2 | [28 empty] | Yes
101158 | Nature Farms | FALSE | FALSE | TRUE | FALSE | Nature Farms |  | Burgessville | ON | 43.023 | -80.651 | operating | 2012 |  | 2017 | [15 empty] | http://www.canadiansolar.com/solar-projects/nature-farms-canada.html |  | 0.25 | [28 empty] | Yes
101159 | Nature Pork Systems | FALSE | FALSE | TRUE | FALSE | Nature Pork Systems Inc. |  | Burgessville | ON | 43.024 | -80.65 | operating | 2014 |  | 2017 | [15 empty] | IESO Active Generation Contract List 2618 |  | 0.25 | [28 empty] | Yes
101160 | Burk's Falls | FALSE | FALSE | TRUE | FALSE | Bracebridge Generation Ltd. |  | Burk's Falls | ON | 45.62 | -79.409 | operating | 2005 |  | 2017 | 221 | [14 empty] | IESO Active Generation Contract List 2016 |  | 11.2 |  | 2452.8 | [27 empty] | Yes
101161 | (F4) Fortinos Guelph Line | FALSE | FALSE | TRUE | FALSE | Firelight Solar LP |  | Burlington | ON | 43.326 | -79.799 | operating | 2013 |  | 2017 | [15 empty] | IESO Active Generation Contract List 2658 |  | 0.25 | [28 empty] | Yes
101162 | 1141 King Rd | FALSE | FALSE | TRUE | FALSE | Sunnyside Up Investments Inc. |  | Burlington | ON | 43.327 | -79.798 | operating | 2013 |  | 2017 | [15 empty] | IESO Active Generation Contract List 2776 |  | 0.25 | [28 empty] | Yes
101163 | 4350 Harvester / Waxman | FALSE | FALSE | TRUE | FALSE | WC Enerco Inc. |  | Burlington | ON | 43.328 | -79.797 | operating | 2015 |  | 2017 | [15 empty] | IESO Active Generation Contract List 2505 |  | 0.32 | [28 empty] | Yes
101164 | 5070 Benson Dr | FALSE | FALSE | TRUE | FALSE | NorthGrid Ventures (2010) Inc. |  | Burlington | ON | 43.329 | -79.796 | operating | 2012 |  | 2017 | [15 empty] | IESO Active Generation Contract List 2782 |  | 0.25 | [28 empty] | Yes
101165 | BramKal Rooftop | FALSE | FALSE | TRUE | FALSE | 2395410 Ontario Inc. |  | Burlington | ON | 43.33 | -79.795 | operating | 2014 |  | 2017 | [15 empty] | IESO Active Generation Contract List 2725 |  | 0.25 | [28 empty] | Yes
101166 | Burlington Cedar | FALSE | FALSE | TRUE | FALSE |  |  | Burlington | ON | 43.331 | -79.794 | operating | 2016 |  | 2017 | [15 empty] | IESO Active Generation Contract List 3082 |  | 0.25 | [28 empty] | Yes
101167 | Canada Center for Inland Waters | TRUE | FALSE | FALSE | FALSE | Canada Centre for Inland Waters |  | Burlington | ON | 43.332 | -79.793 | operating | 1996 |  | 2015 | 541 | [14 empty] | CEEDC Cogen survey 2019 |  | 0.8 | [5 empty] | Yes |  | 1 | SCGT |  | 0.8
101168 | M01-1050 Pachino | FALSE | FALSE | TRUE | FALSE | Rowhedge Construction Ltd. |  | Burlington | ON | 43.333 | -79.792 | operating | 2014 |  | 2017 | [15 empty] | IESO Active Generation Contract List 2830 |  | 0.25 | [28 empty] | Yes
101169 | M01-1080 Clay | FALSE | FALSE | TRUE | FALSE | Rowhedge Construction Ltd. |  | Burlington | ON | 43.334 | -79.791 | operating | 2014 |  | 2017 | [15 empty] | IESO Active Generation Contract List 2773 |  | 0.25 | [28 empty] | Yes
101170 | M01-5150 Mainway | FALSE | FALSE | TRUE | FALSE | OZZ (OSDI) LP |  | Burlington | ON | 43.335 | -79.79 | operating | 2015 |  | 2017 | [15 empty] | IESO Active Generation Contract List 2638 |  | 0.25 | [28 empty] | Yes
101171 | M01-5295 John Lucas | FALSE | FALSE | TRUE | FALSE | Melrose Investments Inc. |  | Burlington | ON | 43.336 | -79.789 | operating | 2013 |  | 2017 | [15 empty] | IESO Active Generation Contract List 2792 |  | 0.25 | [28 empty] | Yes
101172 | M07-1111 Corporate | FALSE | FALSE | TRUE | FALSE | Sky Solar (Canada) FIT 1 LP |  | Burlington | ON | 43.337 | -79.788 | operating | 2014 |  | 2017 | [15 empty] | IESO Active Generation Contract List 2200 |  | 0.5 | [28 empty] | Yes
101173 | M07-1205 Corporate | FALSE | FALSE | TRUE | FALSE | 8180792 Canada Inc. |  | Burlington | ON | 43.338 | -79.787 | operating | 2015 |  | 2017 | [15 empty] | IESO Active Generation Contract List 2201 |  | 0.5 | [28 empty] | Yes
101174 | Menkes- Burlington 1175/1185 | FALSE | FALSE | TRUE | FALSE | Menkes Barnett Burlington Inc. |  | Burlington | ON | 43.339 | -79.786 | operating | 2013 |  | 2017 | [15 empty] | IESO Active Generation Contract List 2418 |  | 0.425 | [28 empty] | Yes
101175 | Power Block | FALSE | FALSE | TRUE | FALSE | 1219663 Ontario Inc. |  | Burlington | ON | 43.34 | -79.785 | operating | 2014 |  | 2017 | [15 empty] | IESO Active Generation Contract List 2685 |  | 0.25 | [28 empty] | Yes
101176 | SPN 019 | FALSE | FALSE | TRUE | FALSE | SPN LP 3 |  | Burlington | ON | 43.341 | -79.784 | operating | 2015 |  | 2017 | [15 empty] | IESO Active Generation Contract List 2414 |  | 0.432 | [28 empty] | Yes
101177 | SPN 455 | FALSE | FALSE | TRUE | FALSE | SPN LP 3. |  | Burlington | ON | 43.342 | -79.783 | operating | [18 empty] | IESO Active Generation Contract List 3397 |  | 0.19 | [28 empty] | Yes
101178 | Union Gas | TRUE | FALSE | FALSE | FALSE |  |  | Burlington | ON | 43.343 | -79.782 | operating |  |  | 2015 | 221 | [14 empty] | CEEDC Cogen survey 2019 |  | 0.06 | [5 empty] | Yes |  | 1 | MT |  | 0.06
101179 | Sayer_10020741 | FALSE | FALSE | TRUE | FALSE | Marie-Luce Dorothy Larocque | Wilfred Michel Gosson Sayer | Cache Bay | ON | 46.374 | -79.989 | operating | 2016 |  | 2017 | [15 empty] | IESO Active Generation Contract List 2977 |  | 0.25 | [28 empty] | Yes
101180 | 14150 McLaughlin Road | FALSE | FALSE | TRUE | FALSE | 2387280 Ontario Inc. |  | Caledon | ON | 43.836 | -79.874 | operating | 2016 |  | 2017 | [15 empty] | IESO Active Generation Contract List 3639 |  | 0.144 | [28 empty] | Yes
101181 | P161 | FALSE | FALSE | TRUE | FALSE | Reliant First Nation Limited Partnership |  | Caledon | ON | 43.837 | -79.873 | operating | 2017 | [17 empty] | IESO Active Generation Contract List 3250 |  | 0.21 | [28 empty] | Yes
101182 | P195 | FALSE | FALSE | TRUE | FALSE | Reliant First Nation Limited Partnership |  | Caledon | ON | 43.838 | -79.872 | operating | 2017 | [17 empty] | IESO Active Generation Contract List 3609 |  | 0.15 | [28 empty] | Yes
101183 | Robert F Hall Catholic Secondary School | FALSE | FALSE | TRUE | FALSE | Geothermax |  | Caledon | ON | 43.839 | -79.871 | operating |  |  |  | 6111 | [14 empty] | www.geothermax.ca | [23 empty] | Yes
101184 | GEDSB McKinnon Park | FALSE | FALSE | TRUE | FALSE | Ameresco GEDSB Solar Inc. |  | Caledonia | ON | 43.065 | -79.955 | operating | 2014 | [17 empty] | IESO Active Generation Contract List 3667 |  | 0.135 | [28 empty] | Yes
101185 | (C28) Zehrs Conestoga Boulevard | FALSE | FALSE | TRUE | FALSE | Firelight Solar LP |  | Cambridge | ON | 43.362 | -80.314 | operating | 2013 |  | 2017 | [15 empty] | IESO Active Generation Contract List 2452 |  | 0.375 | [28 empty] | Yes
101186 | (C58) Zehrs Holiday Inn Drive | FALSE | FALSE | TRUE | FALSE | Firelight Solar LP |  | Cambridge | ON | 43.363 | -80.313 | operating | 2013 |  | 2017 | [15 empty] | IESO Active Generation Contract List 3671 |  | 0.135 | [28 empty] | Yes
101187 | (O2) Fountain Street Warehouse | FALSE | FALSE | TRUE | FALSE | Firelight Solar LP |  | Cambridge | ON | 43.364 | -80.312 | operating | 2014 |  | 2017 | [15 empty] | IESO Active Generation Contract List 2029 |  | 0.5 | [28 empty] | Yes
101188 | 111 Shearson Cres 2 | FALSE | FALSE | TRUE | FALSE | 2356925 Ontario Inc. |  | Cambridge | ON | 43.365 | -80.311 | operating | 2016 |  | 2017 | [15 empty] | IESO Active Generation Contract List 3612 |  | 0.15 | [28 empty] | Yes
101189 | 115 Saltsman Drive | FALSE | FALSE | TRUE | FALSE | Chi Biidaaske Inc. |  | Cambridge | ON | 43.366 | -80.31 | operating | 2015 |  | 2017 | [15 empty] | IESO Active Generation Contract List 2521 |  | 0.3 | [28 empty] | Yes
101190 | 135 Dundas Street RT | FALSE | FALSE | TRUE | FALSE | JCM Solar GP1 Ltd. |  | Cambridge | ON | 43.367 | -80.309 | operating | 2015 |  | 2017 | [15 empty] | IESO Active Generation Contract List 2898 |  | 0.25 | [28 empty] | Yes
101191 | 1574eaglestn | FALSE | FALSE | TRUE | FALSE | GSC RP1 LP |  | Cambridge | ON | 43.368 | -80.308 | operating | 2015 |  | 2017 | [15 empty] | IESO Active Generation Contract List 2384 |  | 0.46 | [28 empty] | Yes
101192 | 1625 Kossuth Rd (R Schiedel) | FALSE | FALSE | TRUE | FALSE | The Greenhorizons Group of Farms Ltd. | Community Energy Development Co-operative Ltd. | Cambridge | ON | 43.369 | -80.307 | operating | 2016 |  | 2017 | [15 empty] | IESO Active Generation Contract List 3036 |  | 0.25 | [28 empty] | Yes
101193 | 25 Struck Court 2 | FALSE | FALSE | TRUE | FALSE | 2356931 Ontario Inc. |  | Cambridge | ON | 43.37 | -80.306 | operating | 2016 |  | 2017 | [15 empty] | IESO Active Generation Contract List 3596 |  | 0.15 | [28 empty] | Yes
101194 | 505 Hespeler Road | FALSE | FALSE | TRUE | FALSE | TerraForm MP Solar, LLC |  | Cambridge | ON | 43.371 | -80.305 | operating | 2012 |  | 2017 | [15 empty] | IESO Active Generation Contract List 3748 |  | 0.125 | [28 empty] | Yes
101195 | 95 Struck Court 2 | FALSE | FALSE | TRUE | FALSE | 2356927 Ontario Inc. |  | Cambridge | ON | 43.372 | -80.304 | operating | 2016 |  | 2017 | [15 empty] | IESO Active Generation Contract List 2076 |  | 0.5 | [28 empty] | Yes
101196 | Aecon Cambridge Solar | FALSE | FALSE | TRUE | FALSE | Aecon Industrial, a division of Aecon Construction |  | Cambridge | ON | 43.373 | -80.303 | operating | 2011 |  | 2017 | [15 empty] | IESO Active Generation Contract List 2615 |  | 0.25 | [28 empty] | Yes
101197 | Conestoga Solar I | FALSE | FALSE | TRUE | FALSE | CEW ERIE VII |  | Cambridge | ON | 43.374 | -80.302 | operating | 2015 |  | 2017 | [15 empty] | IESO Active Generation Contract List 2112 |  | 0.5 | [28 empty] | Yes
101198 | Dimplex Distribution Centre Rooftop PV Project | FALSE | FALSE | TRUE | FALSE | Solar Power Network 005 Inc. |  | Cambridge | ON | 43.375 | -80.301 | operating | 2015 |  | 2017 | [15 empty] | IESO Active Generation Contract List 2849 |  | 0.25 | [28 empty] | Yes
101199 | E01-280 Holiday Inn | FALSE | FALSE | TRUE | FALSE | Enervac Corporation |  | Cambridge | ON | 43.376 | -80.3 | operating | 2013 | [17 empty] | IESO Active Generation Contract List 3293 |  | 0.2 | [28 empty] | Yes
101200 | Endura Energy - 450 Dobbie | FALSE | FALSE | TRUE | FALSE | Highroad Estates Inc. |  | Cambridge | ON | 43.377 | -80.299 | operating | 2014 |  | 2017 | [15 empty] | IESO Active Generation Contract List 2131 |  | 0.5 | [28 empty] | Yes
101201 | H06-35 PINEBUSH | FALSE | FALSE | TRUE | FALSE | MOM Solar LP |  | Cambridge | ON | 43.378 | -80.298 | operating | 2012 |  | 2017 | [15 empty] | IESO Active Generation Contract List 2511 |  | 0.3 | [28 empty] | Yes
101202 | Hespeler East Public School | FALSE | FALSE | TRUE | FALSE |  |  | Cambridge | ON | 43.379 | -80.297 | operating |  |  |  | 6111 | [14 empty] | Gord Shymko, 204-949-1000 | [23 empty] | Yes
101203 | Holy Spirit Catholic Elementary School | FALSE | FALSE | TRUE | FALSE | POTENTIA SOLAR 6 LIMITED PARTNERSHIP |  | Cambridge | ON | 43.38 | -80.296 | operating | 2015 | [17 empty] | IESO Active Generation Contract List 3443 |  | 0.175 | [28 empty] | Yes
101204 | LIFE SOLAR 1 | FALSE | FALSE | TRUE | FALSE | Life Solar 1 Inc. |  | Cambridge | ON | 43.381 | -80.295 | operating | 2015 |  | 2017 | [15 empty] | IESO Active Generation Contract List 2412 |  | 0.435 | [28 empty] | Yes
101205 | LIFE SOLAR 2 | FALSE | FALSE | TRUE | FALSE | LIFE SOLAR 2 INC. |  | Cambridge | ON | 43.382 | -80.294 | operating | 2015 | [17 empty] | IESO Active Generation Contract List 3230 |  | 0.215 | [28 empty] | Yes
101206 | LIFE SOLAR 3 | FALSE | FALSE | TRUE | FALSE | Life Solar 3 Inc. |  | Cambridge | ON | 43.383 | -80.293 | operating | 2015 |  | 2017 | [15 empty] | IESO Active Generation Contract List 2509 |  | 0.31 | [28 empty] | Yes
101207 | Mother Teresa Catholic Elementary School | FALSE | FALSE | TRUE | FALSE | POTENTIA SOLAR 6 LIMITED PARTNERSHIP |  | Cambridge | ON | 43.384 | -80.292 | operating | 2015 | [17 empty] | IESO Active Generation Contract List 3516 |  | 0.1504 | [28 empty] | Yes
101208 | One Natura Way | FALSE | FALSE | TRUE | FALSE | Cambridge Solar Energy LP |  | Cambridge | ON | 43.385 | -80.291 | operating | 2013 |  | 2017 | [15 empty] | IESO Active Generation Contract List 2238 |  | 0.5 | [28 empty] | Yes
101209 | OSP-BRU-Foreman | FALSE | FALSE | TRUE | FALSE | Lizton Acres Ltd. |  | Cambridge | ON | 43.386 | -80.29 | operating | 2015 | [17 empty] | IESO Active Generation Contract List 3730 |  | 0.13 | [28 empty] | Yes
101210 | Preformed Line Products | FALSE | FALSE | TRUE | FALSE | Preformed Line Products(Canada)Ltd. |  | Cambridge | ON | 43.387 | -80.289 | operating | 2010 |  | 2017 | [15 empty] | IESO Active Generation Contract List 2737 |  | 0.25 | [28 empty] | Yes
101211 | ROW - 9 Westgate Crt | FALSE | FALSE | TRUE | FALSE | The Regional Municipality of Waterloo |  | Cambridge | ON | 43.388 | -80.288 | operating | 2013 | [17 empty] | IESO Active Generation Contract List 3775 |  | 0.12 | [28 empty] | Yes
101212 | St. Benedict Catholic High School | FALSE | FALSE | TRUE | FALSE | The Regional Municipality of Waterloo |  | Cambridge | ON | 43.389 | -80.287 | operating | 2015 |  | 2017 | [15 empty] | IESO Active Generation Contract List 2552 |  | 0.2536 | [28 empty] | Yes
101213 | St. Margaret Catholic Elementary School | FALSE | FALSE | TRUE | FALSE | Potentia Solar 6 LP |  | Cambridge | ON | 43.39 | -80.286 | operating | 2015 |  | 2017 | [15 empty] | IESO Active Generation Contract List 3764 |  | 0.1224 | [28 empty] | Yes
101214 | Towcon Holdings Inc. | FALSE | FALSE | TRUE | FALSE | Towcon Holdings Inc. |  | Cambridge | ON | 43.391 | -80.285 | operating | 2010 |  | 2017 | [15 empty] | IESO Active Generation Contract List 2565 |  | 0.25 | [28 empty] | Yes
101215 | EffiSolar Stone Mills Solar Farm D (500KW) | FALSE | FALSE | TRUE | FALSE | PowerStream Inc. |  | Camden East | ON | 44.335 | -76.833 | operating | 2012 |  | 2017 | [15 empty] | IESO Active Generation Contract List 2632 |  | 0.25 | [28 empty] | Yes
101216 | Stone Mills Solar Farm C (250KW) | FALSE | FALSE | TRUE | FALSE | PowerStream Inc. |  | Camden East | ON | 44.336 | -76.832 | operating | 2012 |  | 2017 | [15 empty] | IESO Active Generation Contract List 2780 |  | 0.25 | [28 empty] | Yes
101217 | GreenLife Solar 19 | FALSE | FALSE | TRUE | FALSE | GreenLife Solar Projects Inc. |  | Campbellcroft | ON | 44.064 | -78.375 | operating | 2017 |  | 2017 | [15 empty] | IESO Active Generation Contract List 2149 |  | 0.5 | [28 empty] | Yes
101218 | SunEdison ON-11-0198 | FALSE | FALSE | TRUE | FALSE | SunEdison Canada Origination Health LP |  | Campbellcroft | ON | 44.065 | -78.374 | operating | 2016 |  | 2017 | [15 empty] | IESO Active Generation Contract List 2340 |  | 0.5 | [28 empty] | Yes
101219 | Campbellford Seybour Generating Station II | FALSE | FALSE | TRUE | FALSE | Liberty Power |  | Campbellford | ON | 44.308 | -77.798 | operating | 1994 |  | 2017 | 221 | [14 empty] | http://www.pui.ca/Generation/Campbellford_Generating_Station.htm |  | 4 |  | 13078 | [27 empty] | Yes
101220 | Campbellford Seymour Generating Station | FALSE | FALSE | TRUE | FALSE | Liberty Power |  | Campbellford | ON | 44.309 | -77.797 | operating | 1908 |  | 2017 | 221 | [14 empty] | http://www.pui.ca/Generation/Campbellford_Generating_Station.htm |  | 2 |  | 7300 | [27 empty] | Yes
101221 | Correctional Services Canada | TRUE | FALSE | FALSE | FALSE | Correctional Services Canada |  | Campbellford | ON | 44.31 | -77.796 | operating | 2002 |  | 2015 | 923 | [14 empty] | CEEDC Cogen survey 2019 |  | 0.57 | 0.879 |  |  |  |  | No |  | 1 | DE |  | 0.57 | 0.879
101223 | Strobele Rooftop Solar | FALSE | FALSE | TRUE | FALSE | Strobele Investments Ltd. |  | Campbellville | ON | 43.488 | -79.984 | operating | 2013 |  | 2017 | [15 empty] | IESO Active Generation Contract List 3133 |  | 0.249 | [28 empty] | Yes
101224 | Card | FALSE | FALSE | TRUE | FALSE | Peterborough Solar Projects Corp. |  | Cardiff | ON | 44.996 | -78.015 | operating | 2016 |  | 2017 | [15 empty] | IESO Active Generation Contract List 2104 |  | 0.5 | [28 empty] | Yes
101225 | Emma Cardiff 2 | FALSE | FALSE | TRUE | FALSE | Peterborough Solar Projects Corp. |  | Cardiff | ON | 44.997 | -78.014 | operating | 2016 |  | 2017 | [15 empty] | IESO Active Generation Contract List 2127 |  | 0.5 | [28 empty] | Yes
101226 | Sithe Casco - Cardinal Power | TRUE | FALSE | FALSE | FALSE |  |  | Cardinal | ON | 44.789 | -75.383 | operating | 1994 |  | 2015 | 311 | 4480 | [13 empty] | CEEDC Cogen survey 2019 |  | 160 |  | 1262347 | 288660 |  |  | Yes |  | 2 | CCGT |  | 160 |  | 1262347 | 288660 | Yes
101227 | H06-570 MCNEELY | FALSE | FALSE | TRUE | FALSE | MOM IV LP |  | Carleton Place | ON | 45.141 | -76.147 | operating | 2014 |  | 2017 | [15 empty] | IESO Active Generation Contract List 2824 |  | 0.25 | [28 empty] | Yes
101228 | Balaclava Public school | FALSE | FALSE | TRUE | FALSE |  |  | Carlisle | ON | 43.129 | -81.484 | operating |  |  |  | 6111 | [14 empty] | WaterFurnace International, 800-222-5667 | [23 empty] | Yes
101229 | Kempfarms #1 | FALSE | FALSE | TRUE | FALSE | Kemp Farms Inc. | Orville Gordon Kemp | Carp | ON | 45.349 | -76.041 | operating | 2011 |  | 2017 | [15 empty] | IESO Active Generation Contract List 2836 |  | 0.25 | [28 empty] | Yes
101230 | Poultry Power | FALSE | FALSE | TRUE | FALSE | Matthew Bruce Munro |  | Carp | ON | 45.35 | -76.04 | operating | 2013 | [17 empty] | IESO Active Generation Contract List 3627 |  | 0.14986 | [28 empty] | Yes
101231 | Casselman Health Unit | FALSE | FALSE | TRUE | FALSE |  |  | Casselman | ON | 45.311 | -75.089 | operating |  |  |  | 621 | [38 empty] | Yes
101232 | Casselman Plywood | FALSE | FALSE | TRUE | FALSE |  |  | Casselman | ON | 45.312 | -75.088 | operating |  |  |  | 321 | [14 empty] | WaterFurnace International, 800-222-5667 | [23 empty] | Yes
101233 | CEPEO L'Academie de La Seigneurie | FALSE | FALSE | TRUE | FALSE | Ameresco CEPEO Solar Inc. |  | Casselman | ON | 45.313 | -75.087 | operating | 2012 | [17 empty] | IESO Active Generation Contract List 3819 |  | 0.11 | [28 empty] | Yes
101234 | Complexe JR Brisson | FALSE | FALSE | TRUE | FALSE | SEC-SOLPOWERED PROJECT 2 LP |  | Casselman | ON | 45.314 | -75.086 | operating | 2013 | [17 empty] | IESO Active Generation Contract List 3271 |  | 0.2 | [28 empty] | Yes
101235 | Solar Romiluxe 2 | FALSE | FALSE | TRUE | FALSE | SOLAR ROMILUXE 2 LP |  | Casselman | ON | 45.315 | -75.085 | operating | 2016 |  | 2017 | [15 empty] | IESO Active Generation Contract List 2975 |  | 0.25 | [28 empty] | Yes
101236 | GG3-007 | FALSE | FALSE | TRUE | FALSE | SunEdison Canada Origination Health LP |  | Castleton | ON | 44.092 | -77.939 | operating | 2017 |  | 2017 | [15 empty] | IESO Active Generation Contract List 3093 |  | 0.25 | [28 empty] | Yes
101237 | Jones Falls | FALSE | FALSE | TRUE | FALSE | Fortis Generation East LP |  | Cataraqui River | ON | 44.256 | -76.459 | operating | 1949 |  | 2017 | 221 | [14 empty] | Statistics Canada. Electric Power Generating Stations, 2000. |  | 2.4 | [29 empty] | Yes
101238 | GEDSB Cayuga Secondary | FALSE | FALSE | TRUE | FALSE | Ameresco GEDSB Solar Inc. |  | Cayuga | ON | 42.95 | -79.856 | operating | 2014 | [17 empty] | IESO Active Generation Contract List 3262 |  | 0.2 | [28 empty] | Yes
101239 | Grand Renewable Solar Project | FALSE | FALSE | TRUE | FALSE | Samsung Renewable Energy |  | Cayuga | ON | 42.951 | -79.855 | operating | 2015 |  | 2017 | [15 empty] | https://www.cclgroup.com/cclinfrastructure/en/home/our-investments-main/cc-l-infrastructure-investments/energy-infrastructure/grand-renewable-solar-project |  | 100 | [28 empty] | Yes
101240 | JB Solar | FALSE | FALSE | TRUE | FALSE | LIFE Co-operative Inc. | Jeffrey Horn | Centralia | ON | 43.284 | -81.472 | operating | 2015 | [17 empty] | IESO Active Generation Contract List 3626 |  | 0.14993 | [28 empty] | Yes
101241 | Springwood Wind Farm | FALSE | FALSE | TRUE | FALSE | wpd Canada |  | Centre Wellington | ON | 43.724 | -80.321 | operating | 2014 |  | 2017 | [15 empty] | CanWEA |  | 8.2 |  | 23829.3 | [28 empty] | Yes
101243 | Leonhardt-10020612 | FALSE | FALSE | TRUE | FALSE | Jonathan Leonhardt | Johanna Meise | Centreville | ON | 43.62 | -79.374 | operating | 2016 |  | 2017 | [15 empty] | IESO Active Generation Contract List 2968 |  | 0.25 | [28 empty] | Yes
101244 | Stone Mills Roads Facility | FALSE | FALSE | TRUE | FALSE | DIF Infrastructure III |  | Centreville | ON | 43.621 | -79.373 | operating | 2012 |  | 2017 | [15 empty] | IESO Active Generation Contract List 3832 |  | 9.1 | [28 empty] | Yes
101245 | Chapleau Cogeneration | TRUE | FALSE | FALSE | FALSE | Tembec Inc. |  | Chapleau | ON | 47.842 | -83.403 | operating | 1986 |  | 2015 | 321 | 10397 | [13 empty] | CEEDC Cogen survey 2019 |  | 7.1 | 9.54 | 62196 | 84575 |  |  | Yes |  | 2 | CSTE |  | 7.1 | 9.54 | 62196 | 84575 | [5 empty] | Yes
101246 | 114 Sass Road | FALSE | FALSE | TRUE | FALSE | Brightroof Solar LP |  | Chatham-Kent | ON | 42.405 | -82.191 | operating | 2014 |  | 2017 | [15 empty] | IESO Active Generation Contract List 2806 |  | 0.25 | [28 empty] | Yes
101247 | 540-ParkAve-Unit6 | FALSE | FALSE | TRUE | FALSE | 1806701 Ontario Inc. |  | Chatham-Kent | ON | 42.406 | -82.19 | operating | 2014 |  | 2017 | [15 empty] | IESO Active Generation Contract List 2553 |  | 0.25 | [28 empty] | Yes
101248 | 745 Richmond Street | FALSE | FALSE | TRUE | FALSE | Tatro Properties Ltd. |  | Chatham-Kent | ON | 42.407 | -82.189 | operating | 2015 |  | 2017 | [15 empty] | IESO Active Generation Contract List 3761 |  | 0.124 | [28 empty] | Yes
101249 | 750 Richmond Street | FALSE | FALSE | TRUE | FALSE | BrightRoof Solar LP |  | Chatham-Kent | ON | 42.408 | -82.188 | operating | 2013 |  | 2017 | [15 empty] | IESO Active Generation Contract List 2561 |  | 0.25 | [28 empty] | Yes
101250 | Gospel Text Bookstore | FALSE | FALSE | TRUE | FALSE |  |  | Chatham-Kent | ON | 42.409 | -82.187 | operating |  |  |  | 451 | [14 empty] | WaterFurnace International, 800-222-5667 | [23 empty] | Yes
101251 | Greenfield Ethanol | TRUE | FALSE | FALSE | FALSE | Commercial Alcohols Inc. |  | Chatham | ON | 42.41 | -82.186 | operating | 1997 |  | 2015 | 325 | [14 empty] | CEEDC Cogen survey 2019 |  | 5 |  | 38000 |  |  |  | No |  | 1 | SCGT |  | 5 |  | 38000
101252 | Icarus 220 Chatham | FALSE | FALSE | TRUE | FALSE | Icarus Whitesand Solar Limited Partnership |  | Chatham-Kent | ON | 42.411 | -82.185 | operating | 2015 | [17 empty] | IESO Active Generation Contract List 3216 |  | 0.22 | [28 empty] | Yes
101253 | OT-314 INSHES | FALSE | FALSE | TRUE | FALSE | 2387276 Ontario Inc. |  | Chatham-Kent | ON | 42.412 | -82.184 | operating | 2016 |  | 2017 | [15 empty] | IESO Active Generation Contract List 3001 |  | 0.25 | [28 empty] | Yes
101254 | RS Chatham | FALSE | FALSE | TRUE | FALSE | Nautilus Eagle Lake Solar I Limited Partnership |  | Chatham-Kent | ON | 42.413 | -82.183 | operating | 2015 | [17 empty] | IESO Active Generation Contract List 3444 |  | 0.175 | [28 empty] | Yes
101255 | SPN 168 | FALSE | FALSE | TRUE | FALSE | SPN LP 2 |  | Chatham-Kent | ON | 42.414 | -82.182 | operating | 2016 |  | 2017 | [15 empty] | IESO Active Generation Contract List 2309 |  | 0.5 | [28 empty] | Yes
101256 | SPN 392 | FALSE | FALSE | TRUE | FALSE | SPN LP 2 |  | Chatham-Kent | ON | 42.415 | -82.181 | operating | 2016 |  | 2017 | [15 empty] | IESO Active Generation Contract List 2524 |  | 0.3 | [28 empty] | Yes
101257 | SPN 529 | FALSE | FALSE | TRUE | FALSE | SPN LP 3 |  | Chatham-Kent | ON | 42.416 | -82.18 | operating | 2016 |  | 2017 | [15 empty] | IESO Active Generation Contract List 3824 |  | 0.11 | [28 empty] | Yes
101258 | SPN 530 | FALSE | FALSE | TRUE | FALSE | SPN LP 3 |  | Chatham-Kent | ON | 42.417 | -82.179 | operating | 2016 |  | 2017 | [15 empty] | IESO Active Generation Contract List 3493 |  | 0.16 | [28 empty] | Yes
101259 | SPN 535 | FALSE | FALSE | TRUE | FALSE | SPN LP 3 |  | Chatham-Kent | ON | 42.418 | -82.178 | operating | 2016 |  | 2017 | [15 empty] | IESO Active Generation Contract List 2525 |  | 0.3 | [28 empty] | Yes
101260 | Chatham Wind Farm | FALSE | FALSE | TRUE | FALSE | Kruger Energie |  | Chatham-Kent | ON | 42.419 | -82.177 | operating | 2011 |  | 2017 | 2211 | [14 empty] | CanWEA |  | 101.2 |  | 300000 | [28 empty] | Yes
101261 | Gesner Wind Farm | FALSE | FALSE | TRUE | FALSE | Saturn Power |  | Chatham-Kent | ON | 42.42 | -82.176 | operating | 2013 |  | 2017 | [15 empty] | CanWEA |  | 10 |  | 23261.264 | [28 empty] | Yes
101262 | Port Alma Wind Farm | FALSE | FALSE | TRUE | FALSE | Kruger Energie |  | Chatham-Kent | ON | 42.421 | -82.175 | operating | 2008 |  | 2017 | 221 | [14 empty] | CanWEA |  | 101.2 |  | 300000 | [28 empty] | Yes
101263 | Raleigh Wind Energy Centre | FALSE | FALSE | TRUE | FALSE | Raleigh Wind Power Partnership |  | Chatham-Kent | ON | 42.422 | -82.174 | operating | 2011 |  | 2017 | 2211 | [14 empty] | CanWEA |  | 78 | [30 empty] | Yes
101264 | South Kent Wind Farm | FALSE | FALSE | TRUE | FALSE | Pattern Energy | Sasmsung Renewable Energy Inc. | Chatham-Kent | ON | 42.423 | -82.173 | operating | 2014 |  | 2017 | [15 empty] | CanWEA |  | 270 | [30 empty] | Yes
101265 | Talbot Wind Energy Project | FALSE | FALSE | TRUE | FALSE | Renewable Energy Systems Canada Inc. |  | Chatham-Kent | ON | 42.424 | -82.172 | operating | 2010 |  | 2017 | 2211 | [14 empty] | CanWEA |  | 99 | [30 empty] | Yes
101266 | Thames River I Wind farm | FALSE | FALSE | TRUE | FALSE | Boralex Inc. |  | Chatham-Kent | ON | 42.425 | -82.171 | operating | 2010 |  | 2017 | 2211 | [14 empty] | CanWEA |  | 90 | [30 empty] | Yes
101267 | #244 3595 highway 144, Chelmsford | FALSE | FALSE | TRUE | FALSE | AMP1 |  | Chelmsford | ON | 46.578 | -81.198 | operating | 2013 |  | 2017 | [15 empty] | IESO Active Generation Contract List 2831 |  | 0.25 | [28 empty] | Yes
101268 | 10 New Cobden Rd (J Mason-PIT 2) | FALSE | FALSE | TRUE | FALSE | CEDC VIGOR SUNSHARE JV |  | Chelmsford | ON | 46.579 | -81.197 | operating | 2017 |  | 2017 | [15 empty] | IESO Active Generation Contract List 3091 |  | 0.25 | [28 empty] | Yes
101269 | 10 New Cobden Rd (J Mason-PIT 3) | FALSE | FALSE | TRUE | FALSE | CEDC VIGOR SUNSHARE JV |  | Chelmsford | ON | 46.58 | -81.196 | operating | 2017 |  | 2017 | [15 empty] | IESO Active Generation Contract List 3003 |  | 0.25 | [28 empty] | Yes
101270 | CBBG Realty Solar | FALSE | FALSE | TRUE | FALSE | CBBG Realty Inc. |  | Chelmsford | ON | 46.581 | -81.195 | operating | 2015 | [17 empty] | IESO Active Generation Contract List 3641 |  | 0.14383 | [28 empty] | Yes
101271 | Constrained Rooftop | FALSE | FALSE | TRUE | FALSE | Kenneth C. Rounds |  | Chepstow | ON | 44.154 | -81.276 | operating | 2016 | [17 empty] | IESO Active Generation Contract List 3659 |  | 0.139 | [28 empty] | Yes
101272 | SunEdison ON-11-0396 | FALSE | FALSE | TRUE | FALSE | SunEdison Canada Origination Health LP |  | Cherry Valley | ON | 43.936 | -77.154 | operating | 2016 |  | 2017 | [15 empty] | IESO Active Generation Contract List 2342 |  | 0.5 | [28 empty] | Yes
101273 | MightySolar | FALSE | FALSE | TRUE | FALSE | MightySolar LP |  | Chesterville | ON | 45.102 | -75.229 | operating | 2014 |  | 2017 | [15 empty] | http://www.res-americas.com/en/portfolio/solar/constructed/mighty-solar |  | 9.997 | [28 empty] | Yes
101274 | S Buma Kittle Road | FALSE | FALSE | TRUE | FALSE | Simon Buma |  | Chesterville | ON | 45.103 | -75.228 | operating | 2011 | [17 empty] | IESO Active Generation Contract List 3843 |  | 0.1013 | [28 empty] | Yes
101275 | Chiblow Lake | FALSE | FALSE | TRUE | FALSE | Acres Productive Technologies |  | Chiblow lake | ON | 46.349 | -83.051 | operating | 1992 |  | 2017 | 221 | [14 empty] | Statistics Canada. Electric Power Generating Stations, 2000. |  | 1.65 | [29 empty] | Yes
101276 | Clear Creek Wind Farm | FALSE | FALSE | TRUE | FALSE | Engie Energy International |  | Clear Creek | ON | 42.582 | -80.591 | operating | 2009 |  | 2017 | 221 | [14 empty] | CanWEA |  | 9.9 | [30 empty] | Yes
101277 | Edenvale Solar Project | FALSE | FALSE | TRUE | FALSE | BluEarth Renewables Inc. |  | Clearview | ON | 44.385 | -80.095 | planned | 2017 | [19 empty] | 29 | [28 empty] | Yes
101279 | Central Huron Arena Solar PV Project | FALSE | FALSE | TRUE | FALSE | Municipality of Central Huron |  | Clinton | ON | 43.617 | -81.539 | operating | 2014 |  | 2017 | [15 empty] | IESO Active Generation Contract List 2559 |  | 0.25 | [28 empty] | Yes
101280 | Huron East | FALSE | FALSE | TRUE | FALSE | Community Solar Assets 1 Ltd. |  | Clinton | ON | 43.618 | -81.538 | operating | 2014 | [17 empty] | IESO Active Generation Contract List 3148 |  | 0.24 | [28 empty] | Yes
101281 | REACH Complex Solar PV Project | FALSE | FALSE | TRUE | FALSE | Municipality of Central Huron |  | Clinton | ON | 43.619 | -81.537 | operating | 2014 |  | 2017 | [15 empty] | IESO Active Generation Contract List 2802 |  | 0.25 | [28 empty] | Yes
101282 | Cobalt - Lagoon | FALSE | FALSE | TRUE | FALSE | Solaire Cobalt Solar Inc. |  | Cobalt | ON | 47.395 | -79.686 | operating | 2017 |  | 2017 | [15 empty] | IESO Active Generation Contract List 3039 |  | 0.25 | [28 empty] | Yes
101283 | FEPRO Solar | FALSE | FALSE | TRUE | FALSE | Fritz Klaesi and Paul Klaesi |  | Cobden | ON | 45.627 | -76.882 | operating | 2011 | [17 empty] | IESO Active Generation Contract List 3436 |  | 0.175 | [28 empty] | Yes
101284 | Balsam Lake Solar Farm | FALSE | FALSE | TRUE | FALSE | Balsam Lake Green Energy LP |  | Coboconk | ON | 44.658 | -78.799 | operating | 2015 |  | 2017 | [15 empty] | IESO Active Generation Contract List 2025 |  | 3 | [28 empty] | Yes
101285 | SFF 21 | FALSE | FALSE | TRUE | FALSE |  |  | Coboconk | ON | 44.659 | -78.798 | operating | 2016 |  | 2017 | [15 empty] | IESO Active Generation Contract List 3040 |  | 0.25 | [28 empty] | Yes
101286 | #23 1125 Elgin St, Coburg | FALSE | FALSE | TRUE | FALSE | AMP1 |  | Cobourg | ON | 43.959 | -78.168 | operating | 2013 |  | 2017 | [15 empty] | IESO Active Generation Contract List 3283 |  | 0.2 | [28 empty] | Yes
101287 | 90 Princess St. | FALSE | FALSE | TRUE | FALSE | SE7 2013 LP |  | Cobourg | ON | 43.96 | -78.167 | operating | 2015 |  | 2017 | [15 empty] | IESO Active Generation Contract List 2908 |  | 0.25 | [28 empty] | Yes
101288 | COB-83 Veronica | FALSE | FALSE | TRUE | FALSE | Métis Nation of Ontario - BrightRoof Solar LP |  | Cobourg | ON | 43.961 | -78.166 | operating | 2015 | [17 empty] | IESO Active Generation Contract List 3321 |  | 0.2 | [28 empty] | Yes
101289 | Cobourg Arenas | FALSE | FALSE | TRUE | FALSE | SE7 2013 LP |  | Cobourg | ON | 43.962 | -78.165 | operating | 2015 |  | 2017 | [15 empty] | IESO Active Generation Contract List 2435 |  | 0.4 | [28 empty] | Yes
101290 | Community Centre | FALSE | FALSE | TRUE | FALSE | Solar Income Fund LP (#5) |  | Cobourg | ON | 43.963 | -78.164 | operating | 2014 |  | 2017 | [15 empty] | IESO Active Generation Contract List 2111 |  | 0.5 | [28 empty] | Yes
101291 | H06-1050 DEPALMA | FALSE | FALSE | TRUE | FALSE | Mann (001917-840 Division) LP |  | Cobourg | ON | 43.964 | -78.163 | operating | 2014 |  | 2017 | [15 empty] | IESO Active Generation Contract List 2819 |  | 0.25 | [28 empty] | Yes
101292 | Mall Solar I | FALSE | FALSE | TRUE | FALSE | CEW SUPERIOR VI LP |  | Cobourg | ON | 43.965 | -78.162 | operating | 2015 |  | 2017 | [15 empty] | IESO Active Generation Contract List 2204 |  | 0.5 | [28 empty] | Yes
101293 | Northam Building 3 | FALSE | FALSE | TRUE | FALSE | Northam Solar Projects LP |  | Cobourg | ON | 43.966 | -78.161 | operating | 2016 |  | 2017 | [15 empty] | IESO Active Generation Contract List 2228 |  | 0.5 | [28 empty] | Yes
101294 | Northam Building 4 | FALSE | FALSE | TRUE | FALSE | Northam Solar Projects LP |  | Cobourg | ON | 43.967 | -78.16 | operating | 2016 |  | 2017 | [15 empty] | IESO Active Generation Contract List 2229 |  | 0.5 | [28 empty] | Yes
101295 | Northam Building 5 | FALSE | FALSE | TRUE | FALSE | Northam Solar Projects LP |  | Cobourg | ON | 43.968 | -78.159 | operating | 2016 |  | 2017 | [15 empty] | IESO Active Generation Contract List 2230 |  | 0.5 | [28 empty] | Yes
101296 | Northam Industrial Park | FALSE | FALSE | TRUE | FALSE | Solar Income Fund LP (#5) |  | Cobourg | ON | 43.969 | -78.158 | operating | 2014 |  | 2017 | [15 empty] | IESO Active Generation Contract List 2231 |  | 0.5 | [28 empty] | Yes
101297 | 148 Koch | FALSE | FALSE | TRUE | FALSE | Rural Energy LP |  | Cochrane | ON | 49.065 | -81.03 | operating | 2015 |  | 2017 | [15 empty] | IESO Active Generation Contract List 3366 |  | 0.196 | [28 empty] | Yes
101298 | Abitibi Canyon Generating Station | FALSE | FALSE | TRUE | FALSE | Ontario Power Generation Inc. |  | Cochrane | ON | 49.066 | -81.029 | operating | 1933 |  | 2017 | 221 | [14 empty] | http://www.opg.com/generating-power/hydro |  | 349 | [29 empty] | Yes
101299 | Carmichael Falls Generating Station | FALSE | FALSE | TRUE | FALSE | Brookfield Renewable Power Inc. |  | Cochrane | ON | 49.067 | -81.028 | operating | 1995 |  | 2017 | 221 | [14 empty] | https://renewableops.brookfield.com/en/Presence/Global-Presence |  | 20.4 |  | 86000 | [27 empty] | Yes
101300 | CPC - Cochrane Generating Station | TRUE | FALSE | TRUE | FALSE | Northland Power Inc |  | Cochrane | ON | 49.068 | -81.027 | operating | 1990 |  | 2015 | 221 | 1773 | [13 empty] | CEEDC Cogen survey 2019 |  | 45 | [5 empty] | Yes |  | 2 | SCGT |  | 45 |  |  |  | Yes |  |  |  |  | Yes
101301 | Long Sault Rapids | FALSE | FALSE | TRUE | FALSE | Liberty Power |  | Cochrane | ON | 49.069 | -81.026 | operating | 1998 |  | 2017 | 221 | [14 empty] | http://www.algonquinpower.com/business/facility/hydroelectric_longsault.asp?choice=region |  | 20 |  | 159395.5 | [27 empty] | Yes
101302 | Northland Power Solar Abitibi | FALSE | FALSE | TRUE | FALSE | Northland Power |  | Cochrane | ON | 49.07 | -81.025 | operating | 2015 |  | 2017 | [15 empty] | http://www.northlandpower.ca/What-We-Do/Operating-Assets/Solar/Abitibi.aspx |  | 10 | [28 empty] | Yes
101303 | Northland Power Solar Empire | FALSE | FALSE | TRUE | FALSE | Northland Power |  | Cochrane | ON | 49.071 | -81.024 | operating | 2015 |  | 2017 | [15 empty] | http://www.northlandpower.ca/What-We-Do/Operating-Assets/Solar/Empire.aspx |  | 10 | [28 empty] | Yes
101304 | Northland Power Solar Long Lake | FALSE | FALSE | TRUE | FALSE | Northland Power |  | Cochrane | ON | 49.072 | -81.023 | operating | 2015 |  | 2017 | [15 empty] | http://www.northlandpower.ca/What-We-Do/Operating-Assets/Solar/Long-Lake.aspx |  | 10 | [28 empty] | Yes
101305 | Northland Power Solar Martin's Meadows | FALSE | FALSE | TRUE | FALSE | Northland Power |  | Cochrane | ON | 49.073 | -81.022 | operating | 2015 |  | 2017 | [15 empty] | http://www.northlandpower.ca/What-We-Do/Operating-Assets/Solar/Martins_Meadows.aspx |  | 10 | [28 empty] | Yes
101306 | Antonio West | FALSE | FALSE | TRUE | FALSE | Peterborough Solar Projects Corp. |  | Coe Hill | ON | 44.856 | -77.835 | operating | 2016 |  | 2017 | [15 empty] | IESO Active Generation Contract List 2092 |  | 0.5 | [28 empty] | Yes
101307 | Blakely | FALSE | FALSE | TRUE | FALSE | Peterborough Solar Projects Corp. |  | Coe Hill | ON | 44.857 | -77.834 | operating | 2016 |  | 2017 | [15 empty] | IESO Active Generation Contract List 2099 |  | 0.5 | [28 empty] | Yes
101308 | Kyte | FALSE | FALSE | TRUE | FALSE | Peterborough Solar Projects Corp. |  | Coe Hill | ON | 44.858 | -77.833 | operating | 2016 |  | 2017 | [15 empty] | IESO Active Generation Contract List 2194 |  | 0.5 | [28 empty] | Yes
101309 | Lambe | FALSE | FALSE | TRUE | FALSE | Peterborough Solar Projects Corp. |  | Coe Hill | ON | 44.859 | -77.832 | operating | 2016 |  | 2017 | [15 empty] | IESO Active Generation Contract List 2195 |  | 0.5 | [28 empty] | Yes
101310 | Obrien | FALSE | FALSE | TRUE | FALSE | Peterborough Solar Projects Corp. |  | Coe Hill | ON | 44.86 | -77.831 | operating | 2017 |  | 2017 | [15 empty] | IESO Active Generation Contract List 2237 |  | 0.5 | [28 empty] | Yes
101311 | Painter | FALSE | FALSE | TRUE | FALSE | Peterborough Solar Projects Corp. |  | Coe Hill | ON | 44.861 | -77.83 | operating | 2017 |  | 2017 | [15 empty] | IESO Active Generation Contract List 2261 |  | 0.5 | [28 empty] | Yes
101312 | Paquette | FALSE | FALSE | TRUE | FALSE | Peterborough Solar Projects Corp. |  | Coe Hill | ON | 44.862 | -77.829 | operating | 2017 |  | 2017 | [15 empty] | IESO Active Generation Contract List 2262 |  | 0.5 | [28 empty] | Yes
101313 | Scheurer | FALSE | FALSE | TRUE | FALSE | Peterborough Solar Projects Corp. |  | Coe Hill | ON | 44.863 | -77.828 | operating | 2016 |  | 2017 | [15 empty] | IESO Active Generation Contract List 2284 |  | 0.5 | [28 empty] | Yes
101314 | COLBORNE ONE | FALSE | FALSE | TRUE | FALSE | RAMS Solar Inc. |  | Colborne | ON | 44.005 | -77.888 | operating | 2016 |  | 2017 | [15 empty] | IESO Active Generation Contract List 2896 |  | 0.25 | [28 empty] | Yes
101315 | Cramahe Business Park | FALSE | FALSE | TRUE | FALSE | Real-Flex Solar 5 Corp. |  | Colborne | ON | 44.006 | -77.887 | operating | 2014 |  | 2017 | [15 empty] | IESO Active Generation Contract List 2694 |  | 0.25 | [28 empty] | Yes
101316 | EMP-12809 TELEPHONE | FALSE | FALSE | TRUE | FALSE | 2387276 Ontario Inc. |  | Colborne | ON | 44.007 | -77.886 | operating | 2016 |  | 2017 | [15 empty] | IESO Active Generation Contract List 2128 |  | 0.5 | [28 empty] | Yes
101317 | EMP-CON3 | FALSE | FALSE | TRUE | FALSE | 2387276 Ontario Inc. |  | Colborne | ON | 44.008 | -77.885 | operating | 2016 |  | 2017 | [15 empty] | IESO Active Generation Contract List 2129 |  | 0.5 | [28 empty] | Yes
101318 | GGELP_0002 | FALSE | FALSE | TRUE | FALSE | Gengrowth Energy LP |  | Colborne | ON | 44.009 | -77.884 | operating | 2016 |  | 2017 | [15 empty] | IESO Active Generation Contract List 2929 |  | 0.25 | [28 empty] | Yes
101319 | The Keeler Centre | FALSE | FALSE | TRUE | FALSE | Icekube Systems |  | Colborne | ON | 44.01 | -77.883 | operating | 2001 |  |  | 713 | [14 empty] | http://www.icekubeheat.com/htmlfiles/keeler-centre.asp |  |  | 0.647 | [20 empty] | Yes
101320 | RE Waubaushene 4 | FALSE | FALSE | TRUE | FALSE | Aurora Waubaushene 4 LP |  | Coldwater | ON | 44.71 | -79.644 | operating | 2013 |  | 2017 | [15 empty] | IESO Active Generation Contract List 2024 |  | 8 | [28 empty] | Yes
101321 | RE Waubaushene 5 | FALSE | FALSE | TRUE | FALSE | Aurora Waubaushene 5 LP |  | Coldwater | ON | 44.711 | -79.643 | operating | 2013 |  | 2017 | [15 empty] | IESO Active Generation Contract List 2025 |  | 3.5 | [28 empty] | Yes
101322 | (C60) Loblaw Great Food Hurontario | FALSE | FALSE | TRUE | FALSE | Firelight Solar LP |  | Collingwood | ON | 44.501 | -80.217 | operating | 2013 |  | 2017 | [15 empty] | IESO Active Generation Contract List 3688 |  | 0.135 | [28 empty] | Yes
101323 | 11521 Highway 26 West | FALSE | FALSE | TRUE | FALSE | Chi Biidaaske Inc. |  | Collingwood | ON | 44.502 | -80.216 | operating | [18 empty] | IESO Active Generation Contract List 3741 |  | 0.13 | [28 empty] | Yes
101324 | Collingwood CI | FALSE | FALSE | TRUE | FALSE | Potentia Solar 5 LP |  | Collingwood | ON | 44.503 | -80.215 | operating | 2015 |  | 2017 | [15 empty] | IESO Active Generation Contract List 2501 |  | 0.325 | [28 empty] | Yes
101325 | #653 3200 Rutherford Rd, Vaughan | FALSE | FALSE | TRUE | FALSE | MOM I LP |  | Concord | ON | 43.799 | -79.507 | operating | 2014 |  | 2017 | [15 empty] | IESO Active Generation Contract List 2664 |  | 0.25 | [28 empty] | Yes
101326 | 10 Planchet Road | FALSE | FALSE | TRUE | FALSE | Planchet Solar Inc. |  | Concord | ON | 43.8 | -79.506 | operating | 2012 |  | 2017 | [15 empty] | IESO Active Generation Contract List 2704 |  | 0.25 | [28 empty] | Yes
101327 | 106 Rayette Road | FALSE | FALSE | TRUE | FALSE | Sunny Day Energy Inc. |  | Concord | ON | 43.801 | -79.505 | operating | 2014 |  | 2017 | [15 empty] | IESO Active Generation Contract List 3270 |  | 0.2 | [28 empty] | Yes
101328 | 111 Snidercroft Road | FALSE | FALSE | TRUE | FALSE | Sunny Day Energy Inc. |  | Concord | ON | 43.802 | -79.504 | operating | 2012 |  | 2017 | [15 empty] | IESO Active Generation Contract List 2036 |  | 0.5 | [28 empty] | Yes
101329 | 130-160 Bradwick Drive | FALSE | FALSE | TRUE | FALSE | Potentia (000150 - 130 Bradwick) LP |  | Concord | ON | 43.803 | -79.503 | operating | 2013 |  | 2017 | [15 empty] | IESO Active Generation Contract List 3200 |  | 0.225 | [28 empty] | Yes
101330 | 331 Bowes Road | FALSE | FALSE | TRUE | FALSE | Sunny Day Energy Inc. |  | Concord | ON | 43.804 | -79.502 | operating | 2014 |  | 2017 | [15 empty] | IESO Active Generation Contract List 2055 |  | 0.5 | [28 empty] | Yes
101331 | 50 McCleary Court | FALSE | FALSE | TRUE | FALSE | 2344215 Ontario Inc. |  | Concord | ON | 43.805 | -79.501 | operating | 2015 |  | 2017 | [15 empty] | IESO Active Generation Contract List 3323 |  | 0.2 | [28 empty] | Yes
101332 | 635 Oster Lane | FALSE | FALSE | TRUE | FALSE | Sunny Day Energy Inc. |  | Concord | ON | 43.806 | -79.5 | operating | 2012 |  | 2017 | [15 empty] | IESO Active Generation Contract List 2647 |  | 0.25 | [28 empty] | Yes
101333 | 7171 Jane Streeet | FALSE | FALSE | TRUE | FALSE | Stellarbridge Management Inc. |  | Concord | ON | 43.807 | -79.499 | operating | 2012 |  | 2017 | [15 empty] | IESO Active Generation Contract List 2557 |  | 0.25 | [28 empty] | Yes
101334 | 7700 KEELE | FALSE | FALSE | TRUE | FALSE | DC Solar Power Corp. |  | Concord | ON | 43.808 | -79.498 | operating | 2011 |  | 2017 | [15 empty] | IESO Active Generation Contract List 2634 |  | 0.25 | [28 empty] | Yes
101335 | Condrain Head Office | FALSE | FALSE | TRUE | FALSE | Condrain |  | Concord | ON | 43.809 | -79.497 | operating | 1986 |  |  | 237 | [14 empty] | Gino Di Rezze, Groundheat, 905-737-6851 | [23 empty] | Yes
101336 | K04-61 Rayette | FALSE | FALSE | TRUE | FALSE | 8180792 Canada Inc. |  | Concord | ON | 43.81 | -79.496 | operating | 2015 | [17 empty] | IESO Active Generation Contract List 3578 |  | 0.15 | [28 empty] | Yes
101337 | Keele Street (9010) | FALSE | FALSE | TRUE | FALSE | 9010 Keele Park Properties Ltd. |  | Concord | ON | 43.811 | -79.495 | operating | 2015 |  | 2017 | [15 empty] | IESO Active Generation Contract List 2187 |  | 0.5 | [28 empty] | Yes
101338 | M01-8305 Jane | FALSE | FALSE | TRUE | FALSE | Rowhedge Construction Limited |  | Concord | ON | 43.812 | -79.494 | operating | 2014 | [17 empty] | IESO Active Generation Contract List 3285 |  | 0.2 | [28 empty] | Yes
101339 | M12-160 Four Valley | FALSE | FALSE | TRUE | FALSE | Anatolia Capital Corp. |  | Concord | ON | 43.813 | -79.493 | operating | 2015 | [17 empty] | IESO Active Generation Contract List 3537 |  | 0.15 | [28 empty] | Yes
101340 | MEL-211 BOWES | FALSE | FALSE | TRUE | FALSE | 2391395 Ontario Inc. |  | Concord | ON | 43.814 | -79.492 | operating | 2016 | [17 empty] | IESO Active Generation Contract List 3621 |  | 0.15 | [28 empty] | Yes
101341 | MEL-311 BOWES | FALSE | FALSE | TRUE | FALSE | 2391395 Ontario Inc. |  | Concord | ON | 43.815 | -79.491 | operating | 2016 |  | 2017 | [15 empty] | IESO Active Generation Contract List 2213 |  | 0.5 | [28 empty] | Yes
101342 | REX | FALSE | FALSE | TRUE | FALSE | 4173104 Canada Inc. |  | Concord | ON | 43.816 | -79.49 | operating | 2013 |  | 2017 | [15 empty] | IESO Active Generation Contract List 2840 |  | 0.25 | [28 empty] | Yes
101343 | Solexica - 200 Romina | FALSE | FALSE | TRUE | FALSE | Solexica Solar Vaughan GP |  | Concord | ON | 43.817 | -79.489 | operating | 2014 |  | 2017 | [15 empty] | IESO Active Generation Contract List 2881 |  | 0.25 | [28 empty] | Yes
101344 | VGN-130 Pennsylvania | FALSE | FALSE | TRUE | FALSE | Métis Nation of Ontario | Bright Roof Solar LP | Concord | ON | 43.818 | -79.488 | operating | 2015 |  | 2017 | [15 empty] | IESO Active Generation Contract List 3423 |  | 0.18 | [28 empty] | Yes
101345 | VGN-160 Pennsylvania | FALSE | FALSE | TRUE | FALSE | Métis Nation of Ontario | Bright Roof Solar LP | Concord | ON | 43.819 | -79.487 | operating | 2015 |  | 2017 | [15 empty] | IESO Active Generation Contract List 3468 |  | 0.17 | [28 empty] | Yes
101346 | AGRIS Solar (Hillier) | FALSE | FALSE | TRUE | FALSE | AGRIS Solar Co-operative Inc. |  | Consecon | ON | 43.995 | -77.522 | operating | 2015 |  | 2017 | [15 empty] | IESO Active Generation Contract List 2081 |  | 0.5 | [28 empty] | Yes
101347 | Cookstown Home Hardware | FALSE | FALSE | TRUE | FALSE | Home Hardware Stores |  | Cookstown | ON | 44.189 | -79.701 | operating | 2016 |  | 2017 | [17 empty] | 0.5 | [28 empty] | Yes
101348 | Cookstown Outlet Mall | FALSE | FALSE | TRUE | FALSE | TerraForm MP Solar, LLC |  | Cookstown | ON | 44.19 | -79.7 | operating | 2014 |  | 2017 | [15 empty] | IESO Active Generation Contract List 2116 |  | 0.5 | [28 empty] | Yes
101349 | Wardlaw Poultry Farm Project | FALSE | FALSE | TRUE | FALSE | JCKG Holdings Inc. |  | Cookstown | ON | 44.191 | -79.699 | operating | 2012 |  | 2017 | [15 empty] | IESO Active Generation Contract List 3526 |  | 0.15 | [28 empty] | Yes
101350 | Cornwall | TRUE | TRUE | FALSE | FALSE | Cornwall Electric Inc. | Fortis Ontario Inc. | Cornwall | ON | 45.021 | -74.73 | operating | 1994 |  | 2017 | 221 | 10995 |  | medium | [11 empty] | CEEDC Cogen survey 2019 |  | 5 | 11.15 | 14500 | 18455 |  |  | Yes |  | 2 | GE |  | 5 | 11.15 | 14500 | 18455 | Yes
101352 | St. Clair Business Park | FALSE | FALSE | TRUE | FALSE | Real-Flex Solar 5 Corp. |  | Corunna | ON | 42.885 | -82.451 | operating | 2014 |  | 2017 | [15 empty] | IESO Active Generation Contract List 2790 |  | 0.25 | [28 empty] | Yes
101353 | GE046 | FALSE | FALSE | TRUE | FALSE | Reliant First Nation Limited Partnership |  | Cottam | ON | 42.131 | -82.745 | operating | [18 empty] | IESO Active Generation Contract List 3409 |  | 0.185 | [28 empty] | Yes
101354 | CF Industries Courtright Nitrogen Complex Cogeneration | TRUE | FALSE | FALSE | FALSE | CF Industries |  | Courtright/Bickford | ON | 42.819 | -82.468 | operating |  |  | 2015 | 325 | [14 empty] | CEEDC Cogen survey 2019
101355 | Marmora | FALSE | FALSE | TRUE | FALSE | Consolidated Hydro Ltd. |  | Crowe River | ON | 44.38 | -77.752 | operating | 1992 |  | 2017 | 221 | [14 empty] | Statistics Canada. Electric Power Generating Stations, 2000. |  | 1 |  | 3400 | [27 empty] | Yes
101356 | Brewers Mills Generating Station | FALSE | FALSE | TRUE | FALSE | Fortis Generation East LP |  | Cataraqui River | ON | 44.257 | -76.458 | operating | 1940 |  | 2017 | 221 | [14 empty] | Statistics Canada. Electric Power Generating Stations, 2000. |  | 0.9 | [29 empty] | Yes
101357 | Kingston Mills | FALSE | FALSE | TRUE | FALSE | Fortis Generation East LP |  | Cataraqui River | ON | 44.258 | -76.457 | operating | 1914 |  | 2017 | 221 | [14 empty] | Statistics Canada. Electric Power Generating Stations, 2000. |  | 1.9 | [29 empty] | Yes
101358 | Cultus Wind Project | FALSE | FALSE | TRUE | FALSE | Engie Energy International |  | Cultus | ON | 43.708 | -79.395 | operating | 2008 |  | 2017 | 221 | [14 empty] | CanWEA |  | 9.9 | [30 empty] | Yes
101359 | Hayter Turkey Farm | FALSE | FALSE | TRUE | FALSE | Solarize Energy (2011) Inc. |  | Dashwood | ON | 43.347 | -81.635 | operating | 2012 |  | 2017 | [15 empty] | IESO Active Generation Contract List 3121 |  | 0.2495 | [28 empty] | Yes
101360 | DEEP RIVER ARENA 160KW | FALSE | FALSE | TRUE | FALSE | THE CORPORATION OF THE TOWN OF DEEP RIVER |  | Deep River | ON | 46.098 | -77.493 | operating | 2016 | [17 empty] | IESO Active Generation Contract List 3501 |  | 0.16 | [28 empty] | Yes
101361 | Deep River Solar Project | FALSE | FALSE | TRUE | FALSE | Azgard Corporation |  | Deep River | ON | 46.099 | -77.492 | operating | 2016 | [17 empty] | IESO Active Generation Contract List 3153 |  | 0.24 | [28 empty] | Yes
101362 | DRDH SOLAR | FALSE | FALSE | TRUE | FALSE | DEEP RIVER AND DISTRICT HOSPITAL |  | Deep River | ON | 46.1 | -77.491 | operating | 2016 | [17 empty] | IESO Active Generation Contract List 3656 |  | 0.14 | [28 empty] | Yes
101363 | Deer Lake First Nation Elementary School | FALSE | FALSE | TRUE | FALSE | Deer Lake First Nation |  | Deer Lake | ON | 49.173 | -57.434 | operating | 2014 | [17 empty] | http://www.canadiansolar.com/solar-projects/deer-lake-first-nation-elementary-school.html |  | 0.152 | [28 empty] | Yes
101364 | 252 Power | FALSE | FALSE | TRUE | FALSE | SunEdison DG Operating Holdings-2, LLC |  | Delhi | ON | 42.853 | -80.499 | operating | 2012 |  | 2017 | [15 empty] | IESO Active Generation Contract List 2053 |  | 0.5 | [28 empty] | Yes
101365 | 510 Main Rooftop Solar Installation | FALSE | FALSE | TRUE | FALSE | SunEdison DG Operating Holdings-2, LLC |  | Delhi | ON | 42.854 | -80.498 | operating | 2012 |  | 2017 | [15 empty] | http://www.agt.com/portfolio-type/510-main/ |  | 0.652 | [28 empty] | Yes
101366 | C5 Farm Solar One | FALSE | FALSE | TRUE | FALSE | 2262474 Ontario Inc. |  | Delta | ON | 44.609 | -76.123 | operating | 2012 |  | 2017 | [15 empty] | IESO Active Generation Contract List 2866 |  | 0.25 | [28 empty] | Yes
101367 | C5 Farm Solar Two | FALSE | FALSE | TRUE | FALSE | 2395768 Ontario Inc. |  | Delta | ON | 44.61 | -76.122 | operating | 2014 |  | 2017 | [15 empty] | IESO Active Generation Contract List 2582 |  | 0.25 | [28 empty] | Yes
101368 | AGRIS Managed (Sophiasburgh - West) | FALSE | FALSE | TRUE | FALSE | Fritz Construction Services Inc. |  | Demorestville | ON | 44.091 | -77.21 | operating | 2016 |  | 2017 | [15 empty] | IESO Active Generation Contract List 2377 |  | 0.48 | [28 empty] | Yes
101369 | Demorestville Solar Park | FALSE | FALSE | TRUE | FALSE | SunE Demosrestville LP |  | Demorestville | ON | 44.092 | -77.209 | operating | 2014 |  | 2017 | [15 empty] | http://www.res-americas.com/en/portfolio/solar/constructed/demorestville-solar |  | 10 | [28 empty] | Yes
101370 | FRITZ (Hallowell - West) | FALSE | FALSE | TRUE | FALSE | Fritz Construction Services Inc. |  | Demorestville | ON | 44.093 | -77.208 | operating | 2016 |  | 2017 | [15 empty] | IESO Active Generation Contract List 2379 |  | 0.48 | [28 empty] | Yes
101371 | SunEdison ON-11-0403 | FALSE | FALSE | TRUE | FALSE | SunEdison Canada Origination Health LP |  | Demorestville | ON | 44.094 | -77.207 | operating | 2016 |  | 2017 | [15 empty] | IESO Active Generation Contract List 2343 |  | 0.5 | [28 empty] | Yes
101372 | Rose Valley Solar Project | FALSE | FALSE | TRUE | FALSE | 380 Maclennan Solar Inc. |  | Desbarats | ON | 46.345 | -83.922 | operating | 2014 |  | 2017 | [15 empty] | IESO Active Generation Contract List 2673 |  | 0.25 | [28 empty] | Yes
101373 | Bridgeline Solar System | FALSE | FALSE | TRUE | FALSE | 2177304 Ontario Ltd. |  | Deseronto | ON | 44.195 | -77.049 | operating | 2011 |  | 2017 | [15 empty] | IESO Active Generation Contract List 2603 |  | 0.25 | [28 empty] | Yes
101374 | Gauthier - Dobie #1 | FALSE | FALSE | TRUE | FALSE | Solaire Gauthier Solar Inc. |  | Dobie | ON | 48.135 | -79.816 | operating | 2016 |  | 2017 | [15 empty] | IESO Active Generation Contract List 2136 |  | 0.5 | [28 empty] | Yes
101375 | Gauthier - Dobie #3 | FALSE | FALSE | TRUE | FALSE | Solaire Gauthier Solar Inc. |  | Dobie | ON | 48.136 | -79.815 | operating | 2016 |  | 2017 | [15 empty] | IESO Active Generation Contract List 2137 |  | 0.5 | [28 empty] | Yes
101376 | Dorion School | FALSE | FALSE | TRUE | FALSE |  |  | Dorion | ON | 48.812 | -88.636 | operating | 1992 |  |  | 6111 | [14 empty] | WaterFurnace International, 800-222-5667 | [23 empty] | Yes
101377 | GGELP_0027 | FALSE | FALSE | TRUE | FALSE | Gengrowth Energy LP |  | Douro | ON | 44.376 | -78.192 | operating | 2017 |  | 2017 | [15 empty] | IESO Active Generation Contract List 3110 |  | 0.25 | [28 empty] | Yes
101378 | Dresden Ag Society | FALSE | FALSE | TRUE | FALSE | Boost Power II LP |  | Dresden | ON | 42.59 | -82.183 | operating | 2016 |  | 2017 | [15 empty] | IESO Active Generation Contract List 2889 |  | 0.25 | [28 empty] | Yes
101379 | SA3 | FALSE | FALSE | TRUE | FALSE | 2246253 Ontario Inc. |  | Dresden | ON | 42.591 | -82.182 | operating | 2014 |  | 2017 | [15 empty] | IESO Active Generation Contract List 2282 |  | 0.5 | [28 empty] | Yes
101380 | SPN 534 | FALSE | FALSE | TRUE | FALSE | SPN LP 3 |  | Dresden | ON | 42.592 | -82.181 | operating | 2015 |  | 2017 | [15 empty] | IESO Active Generation Contract List 2510 |  | 0.30909 | [28 empty] | Yes
101381 | Domtar | TRUE | FALSE | TRUE | FALSE | Domtar Inc. |  | Dryden | ON | 49.78 | -92.837 | operating | 2000 |  | 2015 | 322 | [14 empty] | CEEDC Cogen survey 2019 |  | 20 | [5 empty] | Yes |  | 1 |  |  | 20
101382 | Dryden | FALSE | FALSE | TRUE | FALSE | Macquarie Power & Infrastructure |  | Dryden | ON | 49.781 | -92.836 | operating | 1986 |  | 2017 | [17 empty] | 3 | [29 empty] | Yes
101383 | New Prospect Elementary School | FALSE | FALSE | TRUE | FALSE | Icekube Systems |  | Dryden | ON | 49.782 | -92.835 | operating | 2003 |  |  | 611 | [17 empty] | 0.844 | [20 empty] | Yes
101384 | Plateau I&II | FALSE | FALSE | TRUE | FALSE | Engie Energy International |  | Dundalk | ON | 44.168 | -80.394 | operating | 2012 |  | 2017 | 2211 | [14 empty] | CanWEA |  | 18 | [30 empty] | Yes
101385 | Plateau III | FALSE | FALSE | TRUE | FALSE | Engie Energy International |  | Dundalk | ON | 44.169 | -80.393 | operating | 2012 |  | 2017 | 2211 | [14 empty] | CanWEA |  | 9 | [30 empty] | Yes
101386 | Stewart_10020627 | FALSE | FALSE | TRUE | FALSE | Ronald Carter Stewart | Samantha Melanie Stewart | Dundalk | ON | 44.17 | -80.392 | operating | 2016 |  | 2017 | [15 empty] | IESO Active Generation Contract List 2973 |  | 0.25 | [28 empty] | Yes
101387 | Dunnville Wind Turbine | FALSE | FALSE | TRUE | FALSE | Rosa Flora Ltd. |  | Dunnville | ON | 42.904 | -79.617 | operating | 2006 |  | 2017 | 221 | [14 empty] | http://www.samsungrenewableenergy.ca/haldimand |  | 0.6 | [30 empty] | Yes
101388 | Endura Energy 6606 Rainham Road | FALSE | FALSE | TRUE | FALSE | Betty Vanderheide | William John Vanderheide | Dunnville | ON | 42.905 | -79.616 | operating | 2012 |  | 2017 | [15 empty] | IESO Active Generation Contract List 2743 |  | 0.25 | [28 empty] | Yes
101389 | Endura Energy 7017 Rainham Road | FALSE | FALSE | TRUE | FALSE | William John Vanderheide |  | Dunnville | ON | 42.906 | -79.615 | operating | 2016 |  | 2017 | [15 empty] | IESO Active Generation Contract List 2569 |  | 0.25 | [28 empty] | Yes
101390 | Rosa Flora | TRUE | FALSE | FALSE | FALSE | Rosa Flora Ltd. |  | Dunnville | ON | 42.907 | -79.614 | operating | 1992 |  | 2015 | 111 | [14 empty] | CEEDC Cogen survey 2019 |  | 1.6 | [5 empty] | Yes |  | 2 | GE |  | 1.6
101391 | 900 Vances Side Road | FALSE | FALSE | TRUE | FALSE | CSE-OREC JV |  | Dunrobin | ON | 45.422 | -76.02 | operating | 2013 |  | 2017 | [15 empty] | IESO Active Generation Contract List 2803 |  | 0.25 | [28 empty] | Yes
101392 | SFF 7 | FALSE | FALSE | TRUE | FALSE |  |  | Dunsford | ON | 44.452 | -78.642 | operating | 2016 |  | 2017 | [15 empty] | IESO Active Generation Contract List 2294 |  | 0.5 | [28 empty] | Yes
101393 | SunEdison ON-11-0452 | FALSE | FALSE | TRUE | FALSE | SunEdison Canada Origination Health LP |  | Dunsford | ON | 44.453 | -78.641 | operating | 2016 |  | 2017 | [15 empty] | IESO Active Generation Contract List 2344 |  | 0.5 | [28 empty] | Yes
101394 | AGRIS Solar (Dutton) | FALSE | FALSE | TRUE | FALSE | AGRIS Solar Co-operative Inc. |  | Dutton | ON | 42.664 | -81.503 | operating | 2016 |  | 2017 | [15 empty] | IESO Active Generation Contract List 2370 |  | 0.488 | [28 empty] | Yes
101395 | Eagle River | FALSE | FALSE | TRUE | FALSE | Regional Power |  | Eagle River | ON | 49.794 | -93.195 | operating | 1928 |  | 2017 | 221 | [14 empty] | Statistics Canada. Electric Power Generating Stations, 2000. |  | 1.25 | [29 empty] | Yes
101396 | McKenzie Falls | FALSE | FALSE | TRUE | FALSE | Capstone Infrastructure |  | Eagle River | ON | 49.795 | -93.194 | operating | 1938 |  | 2017 | 221 | [14 empty] | Statistics Canada. Electric Power Generating Stations, 2000. |  | 0.95 | [29 empty] | Yes
101397 | Ear Falls Public School | FALSE | FALSE | TRUE | FALSE |  |  | Ear falls | ON | 50.756 | -93.357 | operating | 1993 |  |  | 6111 | [14 empty] | WaterFurnace International, 800-222-5667 | [23 empty] | Yes
101398 | 10021089_cloutier | FALSE | FALSE | TRUE | FALSE | Stephane Francois Cloutier | Doris Monique Cloutier | Earlton | ON | 47.711 | -79.824 | operating | 2016 |  | 2017 | [15 empty] | IESO Active Generation Contract List 3050 |  | 0.25 | [28 empty] | Yes
101399 | Grand Valley Wind Farm (Phase I & II) | FALSE | FALSE | TRUE | FALSE | Verasen Inc. |  | East Luther | ON | 43.938 | -80.388 | operating | 2012 |  | 2017 | 2211 | [14 empty] | CanWEA |  | 19.8 | [30 empty] | Yes
101400 | Grand Valley Wind Farm (Phase III) | FALSE | FALSE | TRUE | FALSE | Greta Energy Inc. |  | East Luther | ON | 43.939 | -80.387 | operating | 2015 |  | 2017 | [15 empty] | CanWEA |  | 40.058 | [30 empty] | Yes
101402 | Penn Energy - Edwardsburgh/Morrisburg | FALSE | FALSE | TRUE | FALSE | Penn Energy Renewables Ltd. |  | Edwardsburgh | ON | 44.845 | -75.507 | operating | 2014 |  | 2017 | [15 empty] | http://www.pennenergyrenewables.com/solar-farms-ontario.html |  | 9.333 | [28 empty] | Yes
101403 | De Leeuw 5527 10th Sideroad | FALSE | FALSE | TRUE | FALSE | WC Enerco Inc. |  | Egbert | ON | 44.234 | -79.761 | operating | 2016 |  | 2017 | [15 empty] | IESO Active Generation Contract List 3115 |  | 0.24962 | [28 empty] | Yes
101404 | Silvercreek Solar Park | FALSE | FALSE | TRUE | FALSE | Silvercreek Solar Park Inc. |  | Elgin County | ON | 42.665 | -80.987 | operating | 2014 |  | 2017 | [15 empty] | http://www.canadiansolar.com/solar-projects/silvercreek-solar-park-canada.html |  | 10 |  | 17500 | [26 empty] | Yes
101405 | ET KI1 | FALSE | FALSE | TRUE | FALSE | EEDI and TREC Solarshare No 1 LP |  | Elginburg | ON | 44.319 | -76.541 | operating | 2016 |  | 2017 | [15 empty] | IESO Active Generation Contract List 2133 |  | 0.5 | [28 empty] | Yes
101406 | Kingston Gardiner TS Unity Road (Unity Solar Farm) | FALSE | FALSE | TRUE | FALSE | SunE Unity LP |  | Elginburg | ON | 44.32 | -76.54 | operating | 2014 |  | 2017 | [15 empty] | http://whiteconstruction.com/portfolio/item/unity-solar/ |  | 10 | [28 empty] | Yes
101407 | Elliott Lake Community Center | FALSE | FALSE | TRUE | FALSE | Elliott Lake Community Center |  | Elliot Lake | ON | 46.386 | -82.651 | operating |  |  |  | 7139 | [14 empty] | WaterFurnace International, 800-222-5667 | [23 empty] | Yes
101408 | 43 Howard Avenue | FALSE | FALSE | TRUE | FALSE | 2357667 Ontario Inc. |  | Elmira | ON | 43.6 | -80.563 | operating | 2014 |  | 2017 | [15 empty] | IESO Active Generation Contract List 2062 |  | 0.5 | [28 empty] | Yes
101409 | Hendrick Holdings Inc. | FALSE | FALSE | TRUE | FALSE | Hendrick Holdings Inc. |  | Elmira | ON | 43.601 | -80.562 | operating | 2011 | [17 empty] | IESO Active Generation Contract List 3680 |  | 0.135 | [28 empty] | Yes
101410 | SPN 427 | FALSE | FALSE | TRUE | FALSE | SPN LP 4 |  | Elmira | ON | 43.602 | -80.561 | operating | 2016 |  | 2017 | [15 empty] | IESO Active Generation Contract List 2320 |  | 0.5 | [28 empty] | Yes
101411 | Aria Solar Project | FALSE | FALSE | TRUE | FALSE | Aria LP |  | Elmvale | ON | 44.584 | -79.866 | operating | 2015 |  | 2017 | [15 empty] | IESO Active Generation Contract List 2016 |  | 9 | [28 empty] | Yes
101412 | Barn\Shed Roof | FALSE | FALSE | TRUE | FALSE | SCCEC LP |  | Elmvale | ON | 44.585 | -79.865 | operating | 2015 |  | 2017 | [15 empty] | IESO Active Generation Contract List 3142 |  | 0.2466 | [28 empty] | Yes
101413 | Chicken Barn | FALSE | FALSE | TRUE | FALSE | SCCEC LP |  | Elmvale | ON | 44.586 | -79.864 | operating | 2015 |  | 2017 | [15 empty] | IESO Active Generation Contract List 2920 |  | 0.25 | [28 empty] | Yes
101414 | Elmvale Community Center | FALSE | FALSE | TRUE | FALSE |  |  | Elmvale | ON | 44.587 | -79.863 | operating |  |  |  | 7139 | [14 empty] | WaterFurnace International, 800-222-5667 | [23 empty] | Yes
101415 | Huronia Centennial ES | FALSE | FALSE | TRUE | FALSE | POTENTIA SOLAR 5 LIMITED PARTNERSHIP |  | Elmvale | ON | 44.588 | -79.862 | operating | 2015 | [17 empty] | IESO Active Generation Contract List 3753 |  | 0.125 | [28 empty] | Yes
101416 | Crawford | FALSE | FALSE | TRUE | FALSE | SE3 2013 LP |  | Elmwood | ON | 44.242 | -81.056 | operating | [18 empty] | IESO Active Generation Contract List 2118 |  | 0.5 | [28 empty] | Yes
101417 | Pearl Lake | FALSE | FALSE | TRUE | FALSE | SE2 2013 LP |  | Elmwood | ON | 44.243 | -81.055 | operating | 2016 |  | 2017 | [15 empty] | IESO Active Generation Contract List 2264 |  | 0.5 | [28 empty] | Yes
101418 | Castellan Farm | FALSE | FALSE | TRUE | FALSE | CASPRI Ventures Inc. |  | Elora | ON | 43.684 | -80.431 | operating | 2012 |  | 2017 | [15 empty] | IESO Active Generation Contract List 2105 |  | 0.5 | [28 empty] | Yes
101419 | Ferme Gillette Solaire | FALSE | FALSE | TRUE | FALSE | Gillette Farms Inc. |  | Embrun | ON | 45.276 | -75.275 | operating | 2012 |  | 2017 | [15 empty] | IESO Active Generation Contract List 2590 |  | 0.25 | [28 empty] | Yes
101420 | 5 Demarce | FALSE | FALSE | TRUE | FALSE | Rural Energy LP |  | Englehart | ON | 47.824 | -79.874 | operating | 2016 |  | 2017 | [15 empty] | IESO Active Generation Contract List 2064 |  | 0.5 | [28 empty] | Yes
101421 | AGRIS Solar (Chamberlain/Marter) | FALSE | FALSE | TRUE | FALSE | AGRIS Solar Co-operative Inc. |  | Englehart | ON | 47.825 | -79.873 | operating | 2015 |  | 2017 | [15 empty] | IESO Active Generation Contract List 2415 |  | 0.431 | [28 empty] | Yes
101422 | AGRIS Solar (LT 1 CON 3 CHAMBERLAIN) | FALSE | FALSE | TRUE | FALSE | AGRIS Solar Co-operative Inc. |  | Englehart | ON | 47.826 | -79.872 | operating | 2015 |  | 2017 | [15 empty] | IESO Active Generation Contract List 2082 |  | 0.5 | [28 empty] | Yes
101423 | Charlton | FALSE | FALSE | TRUE | FALSE | Kagawong Power Inc. |  | Englehart | ON | 47.827 | -79.871 | operating | 1991 |  | 2017 | 221 | [14 empty] | IESO Active Generation Contract List 2016 |  | 0.85 | [29 empty] | Yes
101424 | Englehart - Arena | FALSE | FALSE | TRUE | FALSE | Englehart Solar Inc. |  | Englehart | ON | 47.828 | -79.87 | operating | 2015 |  | 2017 | [15 empty] | IESO Active Generation Contract List 3117 |  | 0.24962 | [28 empty] | Yes
101425 | GT CH13 | FALSE | FALSE | TRUE | FALSE | EEDI and Green Timiskaming LP |  | Englehart | ON | 47.829 | -79.869 | operating | 2017 |  | 2017 | [15 empty] | IESO Active Generation Contract List 2155 |  | 0.5 | [28 empty] | Yes
101426 | GT CH14 | FALSE | FALSE | TRUE | FALSE | EEDI and Green Timiskaming LP |  | Englehart | ON | 47.83 | -79.868 | operating | 2017 |  | 2017 | [15 empty] | IESO Active Generation Contract List 2156 |  | 0.5 | [28 empty] | Yes
101427 | GT CH16 | FALSE | FALSE | TRUE | FALSE | EEDI and Green Timiskaming LP |  | Englehart | ON | 47.831 | -79.867 | operating | 2017 |  | 2017 | [15 empty] | IESO Active Generation Contract List 2157 |  | 0.5 | [28 empty] | Yes
101428 | GT CH2 | FALSE | FALSE | TRUE | FALSE | EEDI and Green Timiskaming LP |  | Englehart | ON | 47.832 | -79.866 | operating | 2017 |  | 2017 | [15 empty] | IESO Active Generation Contract List 2158 |  | 0.5 | [28 empty] | Yes
101429 | GT CH3 | FALSE | FALSE | TRUE | FALSE | EEDI and Green Timiskaming LP |  | Englehart | ON | 47.833 | -79.865 | operating | 2017 |  | 2017 | [15 empty] | IESO Active Generation Contract List 2159 |  | 0.5 | [28 empty] | Yes
101430 | GT CH4 | FALSE | FALSE | TRUE | FALSE | EEDI and Green Timiskaming LP |  | Englehart | ON | 47.834 | -79.864 | operating | 2017 |  | 2017 | [15 empty] | IESO Active Generation Contract List 2160 |  | 0.5 | [28 empty] | Yes
101431 | GT CH7 | FALSE | FALSE | TRUE | FALSE | EEDI and Green Timiskaming LP |  | Englehart | ON | 47.835 | -79.863 | operating | 2017 |  | 2017 | [15 empty] | IESO Active Generation Contract List 2161 |  | 0.5 | [28 empty] | Yes
101432 | GT CH8 | FALSE | FALSE | TRUE | FALSE | EEDI and Green Timiskaming LP |  | Englehart | ON | 47.836 | -79.862 | operating | 2017 |  | 2017 | [15 empty] | IESO Active Generation Contract List 2162 |  | 0.5 | [28 empty] | Yes
101433 | GT CH9 | FALSE | FALSE | TRUE | FALSE | EEDI and Green Timiskaming LP |  | Englehart | ON | 47.837 | -79.861 | operating | 2017 |  | 2017 | [15 empty] | IESO Active Generation Contract List 2163 |  | 0.5 | [28 empty] | Yes
101434 | Caribou Falls Station | FALSE | FALSE | TRUE | FALSE | Ontario Power Generation Inc. |  | English River | ON | 49.217 | -90.967 | operating | 1958 |  | 2017 | 2211 | [14 empty] | http://www.opg.com/generating-power/hydro/northwest-ontario/Pages/caribou-falls-station.aspx |  | 91 | [29 empty] | Yes
101435 | Ear Falls | FALSE | FALSE | TRUE | FALSE | Ontario Power Generation Inc. |  | English River | ON | 49.218 | -90.966 | operating | 1930 |  | 2017 | 2211 | [14 empty] | http://www.opg.com/generating-power/hydro/northwest-ontario/Pages/ear-falls-station.aspx |  | 17 | [29 empty] | Yes
101436 | Lac-Seul Generating Station | FALSE | FALSE | TRUE | FALSE | Ontario Power Generation Inc. |  | English River | ON | 49.219 | -90.965 | operating | 2009 |  | 2017 | 221 | [14 empty] | http://www.opg.com/generating-power/hydro/northwest-ontario/Pages/lac-seul-station.aspx |  | 12 | [29 empty] | Yes
101437 | Manitou Falls | FALSE | FALSE | TRUE | FALSE | Ontario Power Generation Inc. |  | English River | ON | 49.22 | -90.964 | operating | 1956 |  | 2017 | 221 | [14 empty] | http://www.opg.com/generating-power/hydro/northwest-ontario/Pages/manitou-station.aspx |  | 73 | [29 empty] | Yes
101438 | EDKIE Solar | FALSE | FALSE | TRUE | FALSE | Edward Frank Tokarz Jacqueline Rose Tokarz |  | Ennismore | ON | 44.41 | -78.432 | operating | 2011 | [17 empty] | IESO Active Generation Contract List 3237 |  | 0.21 | [28 empty] | Yes
101439 | Ennismore Arena | FALSE | FALSE | TRUE | FALSE | Township of Selwyn |  | Ennismore | ON | 44.411 | -78.431 | operating | 2016 |  | 2017 | [15 empty] | IESO Active Generation Contract List 3059 |  | 0.25 | [28 empty] | Yes
101440 | Project Aussie Freedom | FALSE | FALSE | TRUE | FALSE | Dr. A. J. Tokarz Professional Corporation |  | Ennismore | ON | 44.412 | -78.43 | operating | 2016 |  | 2017 | [15 empty] | IESO Active Generation Contract List 3028 |  | 0.25 | [28 empty] | Yes
101441 | SFF 23 | FALSE | FALSE | TRUE | FALSE |  |  | Enterprise | ON | 44.462 | -76.879 | operating | 2016 |  | 2017 | [15 empty] | IESO Active Generation Contract List 2292 |  | 0.5 | [28 empty] | Yes
101442 | Erie Ridge Solar Electric System | FALSE | FALSE | TRUE | FALSE | SunE Sky Erie Ridge LP |  | Erie Ridge | ON | 42.909 | -79.042 | operating | 2013 |  | 2017 | [17 empty] | 9.3 | [28 empty] | Yes
101443 | Erieau Wind | FALSE | FALSE | TRUE | FALSE | Engie Energy International |  | Erieau | ON | 42.26 | -81.916 | operating | 2013 |  | 2017 | 2211 | [14 empty] | CanWEA |  | 99 | [30 empty] | Yes
101444 | Denison Solar Trout Farm | FALSE | FALSE | TRUE | FALSE | 2246604 Ontario Limited |  | Erin | ON | 43.776 | -80.069 | operating | 2014 | [17 empty] | IESO Active Generation Contract List 3362 |  | 0.1996 | [28 empty] | Yes
101445 | Domtar Inc. | TRUE | FALSE | TRUE | FALSE | Domtar Inc. |  | Espanola | ON | 46.266 | -81.771 | operating | 1989 |  | 2015 | 322 | [14 empty] | CEEDC Cogen survey 2019 |  | 25 |  | 176000 |  | 0.65 | 0.01 | No | 8303 | 1 | BPSTE |  | 25 |  | 176000 | [7 empty] | Yes
101446 | Helios - 86 Panache | FALSE | FALSE | TRUE | FALSE | Helios Whitefish River First Nation LP |  | Espanola | ON | 46.267 | -81.77 | operating | 2017 |  | 2017 | [15 empty] | IESO Active Generation Contract List 2972 |  | 0.25 | [28 empty] | Yes
101447 | Helios - Queensway | FALSE | FALSE | TRUE | FALSE | Helios Whitefish River First Nation LP |  | Espanola | ON | 46.268 | -81.769 | operating | 2018 |  | 2017 | [15 empty] | IESO Active Generation Contract List 2171 |  | 0.5 | [28 empty] | Yes
101448 | 2299 County Road 12 | FALSE | FALSE | TRUE | FALSE | WC Enerco Inc. |  | Essex | ON | 42.173 | -82.819 | operating | 2015 |  | 2017 | [15 empty] | IESO Active Generation Contract List 3114 |  | 0.24962 | [28 empty] | Yes
101449 | GE041 | FALSE | FALSE | TRUE | FALSE | Reliant First Nation Limited Partnership |  | Essex | ON | 42.174 | -82.818 | operating | [18 empty] | IESO Active Generation Contract List 3651 |  | 0.14 | [28 empty] | Yes
101450 | Wartlik 200 kW | FALSE | FALSE | TRUE | FALSE | Rudolf Wartlik |  | Essex | ON | 42.175 | -82.817 | operating | 2016 |  | 2017 | [15 empty] | IESO Active Generation Contract List 3359 |  | 0.2 | [28 empty] | Yes
101451 | 7 Gorecki | FALSE | FALSE | TRUE | FALSE | Rural Energy LP |  | Evanturel | ON | 47.805 | -79.797 | operating | 2016 |  | 2017 | [15 empty] | IESO Active Generation Contract List 2070 |  | 0.5 | [28 empty] | Yes
101452 | EXE-39995 Harvest | FALSE | FALSE | TRUE | FALSE | Métis Nation of Ontario | BrightRoof Solar LP | Exeter | ON | 43.347 | -81.481 | operating | 2015 |  | 2017 | [15 empty] | IESO Active Generation Contract List 2884 |  | 0.25 | [28 empty] | Yes
101453 | Harvest Sun | FALSE | FALSE | TRUE | FALSE | Ondrejicka Elevators Limited |  | Exeter | ON | 43.348 | -81.48 | operating | 2016 | [17 empty] | IESO Active Generation Contract List 3415 |  | 0.18182 | [28 empty] | Yes
101454 | Fanshawe Small Hydro | FALSE | FALSE | TRUE | FALSE | Upper Thames River Conservation Authority |  | Fanshawe | ON | 43.043 | -81.227 | operating | 1984 |  | 2017 | 221 | [14 empty] | Statistics Canada. Electric Power Generating Stations, 2000. |  | 0.5 |  | 3000 | [27 empty] | Yes
101455 | Cobalt - Lagoon 1 | FALSE | FALSE | TRUE | FALSE | Solaire Cobalt Solar Inc. |  | Fauquier | ON | 49.312 | -82.036 | operating | 2016 |  | 2017 | [15 empty] | IESO Active Generation Contract List 2909 |  | 0.25 | [28 empty] | Yes
101456 | Cobalt - Landfill 1 | FALSE | FALSE | TRUE | FALSE | Solaire Cobalt Solar Inc. |  | Fauquier | ON | 49.313 | -82.035 | operating | 2016 | [17 empty] | IESO Active Generation Contract List 3387 |  | 0.19 | [28 empty] | Yes
101457 | Cobalt - Landfill 2 | FALSE | FALSE | TRUE | FALSE | Solaire Cobalt Solar Inc. |  | Fauquier | ON | 49.314 | -82.034 | operating | 2016 | [17 empty] | IESO Active Generation Contract List 3367 |  | 0.195 | [28 empty] | Yes
101458 | Cobalt - Sharpe Lake | FALSE | FALSE | TRUE | FALSE | Solaire Cobalt Solar Inc. |  | Fauquier | ON | 49.315 | -82.033 | operating | 2016 |  | 2017 | [15 empty] | IESO Active Generation Contract List 2110 |  | 0.5 | [28 empty] | Yes
101459 | Russell Solar | FALSE | FALSE | TRUE | FALSE | Roberge Energy South Inc. |  | Fauquier | ON | 49.316 | -82.032 | operating | 2015 |  | 2017 | [15 empty] | IESO Active Generation Contract List 2361 |  | 0.49988 | [28 empty] | Yes
101460 | Russell West | FALSE | FALSE | TRUE | FALSE | Roberge Energy West Inc. |  | Fauquier | ON | 49.317 | -82.031 | operating | 2015 |  | 2017 | [15 empty] | IESO Active Generation Contract List 2362 |  | 0.49988 | [28 empty] | Yes
101461 | St.-Charles - Landfill | FALSE | FALSE | TRUE | FALSE | Solaire St.-Charles Solar Inc. |  | Fauquier | ON | 49.318 | -82.03 | operating | 2016 |  | 2017 | [15 empty] | IESO Active Generation Contract List 3012 |  | 0.25 | [28 empty] | Yes
101462 | Fenelon Falls Secondary School | FALSE | FALSE | TRUE | FALSE |  |  | Fenelon Falls | ON | 44.537 | -78.736 | operating | 1991 |  |  | 6111 | [14 empty] | Dave Malony, 705-324-6776 | [23 empty] | Yes
101463 | SFF 13 | FALSE | FALSE | TRUE | FALSE |  |  | Fenelon Falls | ON | 44.538 | -78.735 | operating | 2016 |  | 2017 | [15 empty] | IESO Active Generation Contract List 2287 |  | 0.5 | [28 empty] | Yes
101464 | SFF 19 | FALSE | FALSE | TRUE | FALSE |  |  | Fenelon Falls | ON | 44.539 | -78.734 | operating | 2016 |  | 2017 | [15 empty] | IESO Active Generation Contract List 2959 |  | 0.25 | [28 empty] | Yes
101465 | SFF 2 | FALSE | FALSE | TRUE | FALSE |  |  | Fenelon Falls | ON | 44.54 | -78.733 | operating | 2016 |  | 2017 | [15 empty] | IESO Active Generation Contract List 2290 |  | 0.5 | [28 empty] | Yes
101466 | SFF 20 | FALSE | FALSE | TRUE | FALSE |  |  | Fenelon Falls | ON | 44.541 | -78.732 | operating | 2016 |  | 2017 | [15 empty] | IESO Active Generation Contract List 2291 |  | 0.5 | [28 empty] | Yes
101467 | Fenelon Falls | FALSE | FALSE | TRUE | FALSE | Consolidated Hydro Ltd. |  | Fenelon Falls | ON | 44.542 | -78.731 | operating | 1997 |  | 2017 | 221 | [14 empty] | Statistics Canada. Electric Power Generating Stations, 2000. |  | 2.6 |  | 14500 | [27 empty] | Yes
101468 | Groeneveld Solar | FALSE | FALSE | TRUE | FALSE | 1825115 Ontario Inc. |  | Fenwick | ON | 43.024 | -79.362 | operating | 2013 | [17 empty] | IESO Active Generation Contract List 3141 |  | 0.248 | [28 empty] | Yes
101469 | 588 Glengarry Cres, Rowe Electric | FALSE | FALSE | TRUE | FALSE | 2249122 Ontario Ltd. |  | Fergus | ON | 43.706 | -80.378 | operating | 2012 |  | 2017 | [15 empty] | IESO Active Generation Contract List 3412 |  | 0.1849 | [28 empty] | Yes
101470 | Grandview Sun Farm | FALSE | FALSE | TRUE | FALSE | Vernon and Nancy Foley |  | Fergus | ON | 43.707 | -80.377 | operating | 2014 |  | 2017 | [15 empty] | IESO Active Generation Contract List 2687 |  | 0.25 | [28 empty] | Yes
101471 | Ferndale I | FALSE | FALSE | TRUE | FALSE | Sky Generation |  | Lion's Head | ON | 44.987 | -81.255 | operating | 2002 |  | 2017 | [15 empty] | CanWEA |  | 1.8 | [30 empty] | Yes
101472 | Ferndale II | FALSE | FALSE | TRUE | FALSE | Sky Generation |  | Lion's Head | ON | 44.988 | -81.254 | operating | 2006 |  | 2017 | [15 empty] | CanWEA |  | 3.3 | [30 empty] | Yes
101473 | Base Solar PV | FALSE | FALSE | TRUE | FALSE | SEELEY BEAVER SPRINGS Ltd. |  | Flesherton | ON | 44.262 | -80.55 | operating | 2016 |  | 2017 | [15 empty] | IESO Active Generation Contract List 2897 |  | 0.25 | [28 empty] | Yes
101474 | Maxwell Farm | FALSE | FALSE | TRUE | FALSE | Hiview Solar Ltd. |  | Flesherton | ON | 44.263 | -80.549 | operating | 2013 |  | 2017 | [15 empty] | IESO Active Generation Contract List 2811 |  | 0.25 | [28 empty] | Yes
101475 | QSS Kaladar Solar | FALSE | FALSE | TRUE | FALSE | Queen Street Solar Co-operative Corp. |  | Flinton | ON | 44.689 | -77.212 | operating | 2017 |  | 2017 | [15 empty] | IESO Active Generation Contract List 3100 |  | 0.25 | [28 empty] | Yes
101476 | Fort Frances Generating Station | FALSE | FALSE | TRUE | FALSE | PF Resolu Canada Inc. |  | Fort Frances | ON | 48.61 | -93.396 | operating | 1909 |  | 2017 | 322 | [14 empty] | Statistics Canada. Electric Power Generating Stations, 2000. |  | 12.4 |  | 57750 | [27 empty] | Yes
101477 | Resolute Forest Products, Fort Frances | TRUE | FALSE | FALSE | FALSE | Abitibi Consolidated Canada Inc. |  | Fort Frances | ON | 48.611 | -93.395 | operating | 1990 |  | 2015 | 322 | [14 empty] | CEEDC Cogen survey 2019 |  | 112 | 126.215 | 520000 | 586000 |  | 1 | No |  | 2 | SCGT |  | 112 | 126.215 | 520000 | 586000 | Yes | [17 empty] | 6752640
101478 | Quite West: Frankford Business Park | FALSE | FALSE | TRUE | FALSE | City of Quinte West |  | Frankford | ON | 44.201 | -77.596 | operating | 2014 | [17 empty] | IESO Active Generation Contract List 3371 |  | 0.19201 | [28 empty] | Yes
101479 | Frogmore Wind Project | FALSE | FALSE | TRUE | FALSE | Engie Energy International |  | Clear Creek | ON | 42.583 | -80.59 | operating | 2008 |  | 2017 | 221 | [14 empty] | CanWEA |  | 9.9 | [30 empty] | Yes
101480 | Gananoque | FALSE | FALSE | TRUE | FALSE | Fortis Generation East LP |  | Gananoque River | ON | 44.384 | -76.166 | operating | 1939 |  | 2017 | 221 | [14 empty] | Statistics Canada. Electric Power Generating Stations, 2000. |  | 0.7 | [29 empty] | Yes
101482 | Southwest Middlesex Ground WPCP 500kW | FALSE | FALSE | TRUE | FALSE | Solar Income Fund LP (#5) |  | Glencoe | ON | 42.747 | -81.709 | operating | 2015 |  | 2017 | [15 empty] | IESO Active Generation Contract List 2306 |  | 0.5 | [28 empty] | Yes
101483 | SWM Arena 150kW | FALSE | FALSE | TRUE | FALSE | Solar Income Fund LP (#5) |  | Glencoe | ON | 42.748 | -81.708 | operating | 2015 |  | 2017 | [15 empty] | IESO Active Generation Contract List 3585 |  | 0.15 | [28 empty] | Yes
101484 | Gloucester Hydro | FALSE | FALSE | TRUE | FALSE |  |  | Gloucester | ON | 45.447 | -75.594 | operating | 1988 |  |  | 2211 | [14 empty] | Command-Aire www.commandaire.com or (254) 299-6300 (in Texas) | [23 empty] | Yes
101485 | Geene Solar PV | FALSE | FALSE | TRUE | FALSE | LIFE Co-operative Inc. | Gys Geene | Goderich | ON | 43.743 | -81.714 | operating | 2015 |  | 2017 | [15 empty] | IESO Active Generation Contract List 2942 |  | 0.25 | [28 empty] | Yes
101486 | K2 Wind Power Facility | FALSE | FALSE | TRUE | FALSE | Capital Power Corp. | Pattern Energy | Goderich | ON | 43.744 | -81.713 | operating | 2015 |  | 2017 | [15 empty] | CanWEA |  | 269.957 | [30 empty] | Yes
101487 | Maitland Recreation Centre & YMCA | FALSE | FALSE | TRUE | FALSE | Icekube Systems |  | Goderich | ON | 43.745 | -81.712 | operating | 2003 |  |  | 713 | [14 empty] | http://www.icekubeheat.com/htmlfiles/goderich-recreation-complex.asp |  |  | 1.126 | [20 empty] | Yes
101488 | McGaw Solar Project | FALSE | FALSE | TRUE | FALSE | Schwaben Energy Inc. |  | Goderich | ON | 43.746 | -81.711 | operating | 2012 |  | 2017 | [15 empty] | IESO Active Generation Contract List 2665 |  | 0.25 | [28 empty] | Yes
101489 | MSL-397 BAYFIELD | FALSE | FALSE | TRUE | FALSE | 2391395 Ontario Inc. |  | Goderich | ON | 43.747 | -81.71 | operating | 2016 |  | 2017 | [15 empty] | IESO Active Generation Contract List 2221 |  | 0.5 | [28 empty] | Yes
101490 | Penn Energy - Ridgefield | FALSE | FALSE | TRUE | FALSE | Penn Energy Renewables Ltd. |  | Goodwood | ON | 44.036 | -79.198 | operating | 2015 |  | 2017 | [15 empty] | http://www.pennenergyrenewables.com/solar-farms-ontario.html |  | 8 | [28 empty] | Yes
101491 | Solar@169RamForestRd | FALSE | FALSE | TRUE | FALSE | 345388 Ontario Ltd. | 1632770 Ontario Inc. | Gormley | ON | 43.942 | -79.379 | operating | 2015 |  | 2017 | [15 empty] | IESO Active Generation Contract List 2934 |  | 0.25 | [28 empty] | Yes
101492 | HOME TWO | FALSE | FALSE | TRUE | FALSE | JOSEPH WILLIAM DAUNT |  | Gorrie | ON | 43.87 | -81.109 | operating | 2015 | [17 empty] | IESO Active Generation Contract List 3571 |  | 0.15 | [28 empty] | Yes
101493 | Cham Shan Temple - North Perth | FALSE | FALSE | TRUE | FALSE | SE4 2013 LP |  | Gowanstown | ON | 43.774 | -80.919 | operating | [18 empty] | IESO Active Generation Contract List 2108 |  | 0.5 | [28 empty] | Yes
101494 | GGELP_0001 | FALSE | FALSE | TRUE | FALSE | Gengrowth Energy LP |  | Grafton | ON | 43.993 | -78.023 | operating | 2016 |  | 2017 | [15 empty] | IESO Active Generation Contract List 2887 |  | 0.25 | [28 empty] | Yes
101495 | GreenLife Solar 1 | FALSE | FALSE | TRUE | FALSE | GreenLife Solar Projects Inc. |  | Grafton | ON | 43.994 | -78.022 | operating | 2017 |  | 2017 | [15 empty] | IESO Active Generation Contract List 3002 |  | 0.25 | [28 empty] | Yes
101496 | SFF 5 | FALSE | FALSE | TRUE | FALSE |  |  | Grafton | ON | 43.995 | -78.021 | operating | 2016 |  | 2017 | [15 empty] | IESO Active Generation Contract List 3101 |  | 0.25 | [28 empty] | Yes
101497 | SFF 6 | FALSE | FALSE | TRUE | FALSE |  |  | Grafton | ON | 43.996 | -78.02 | operating | 2016 |  | 2017 | [15 empty] | IESO Active Generation Contract List 2293 |  | 0.5 | [28 empty] | Yes
101498 | Grand Bend Wind Farm | FALSE | FALSE | TRUE | FALSE | Northland Power |  | Grand Bend | ON | 43.313 | -81.756 | operating | 2016 |  | 2017 | [15 empty] | http://www.windpowerengineering.com/construction/projects/ontarios-grand-bend-wind-farm-achieves-commercial-operation/ |  | 100 | [30 empty] | Yes
101499 | QPA Grd 2 | FALSE | FALSE | TRUE | FALSE | ME10 2012 LP |  | Granton | ON | 43.218 | -81.301 | operating | 2017 |  | 2017 | [15 empty] | IESO Active Generation Contract List 2269 |  | 0.5 | [28 empty] | Yes
101500 | Kizhaagimitay Nipi Community Utility (Grassy Narrows) | FALSE | TRUE | FALSE | FALSE |  |  | Grassy Narrows | ON | 50.151 | -94.013 | operating | 1997 |  | 2017 |  |  |  | rural | [11 empty] | http://www.questcanada.org/maps/grassy-narrows-district-heating-system | [21 empty] | Yes
101501 | GOLDSTREAM - GRAVENHURST CC | FALSE | FALSE | TRUE | FALSE | GOLDSTREAM ECO ENERGY CAPITAL CORPORATION |  | Gravenhurst | ON | 44.92 | -79.374 | operating | 2015 | [17 empty] | IESO Active Generation Contract List 3201 |  | 0.225 | [28 empty] | Yes
101502 | Sabre Solar I | FALSE | FALSE | TRUE | FALSE | CEW ALGONQUIN IX |  | Gravenhurst | ON | 44.921 | -79.373 | operating | 2016 | [17 empty] | IESO Active Generation Contract List 3419 |  | 0.18 | [28 empty] | Yes
101503 | Grandor Lumber | FALSE | FALSE | TRUE | FALSE |  |  | Greely | ON | 45.259 | -75.569 | operating |  |  |  | 321 | [14 empty] | WaterFurnace International, 800-222-5667 | [23 empty] | Yes
101504 | Geraldton District Heating System | FALSE | TRUE | FALSE | FALSE |  |  | Greenstone | ON | 49.767 | -87.283 | operating | 1997 |  | 2017 |  |  |  | Small | [11 empty] | http://www.biomassinnovation.ca/pdf/Case%20Studies/CaseStudy_GeraldtonDH_ON.pdf |  |  | 3.2 | [13 empty] | Yes |  |  |  |  | Yes
101505 | East Durham Wind Energy Centre | FALSE | FALSE | TRUE | FALSE | NextEra Energy Canada |  | Grey County | ON | 44.466 | -80.633 | operating | 2015 |  | 2017 | [15 empty] | CanWEA |  | 22 | [30 empty] | Yes
101506 | (C77) Real Canadian Superstore South Service Road | FALSE | FALSE | TRUE | FALSE | Firelight Solar LP |  | Grimsby | ON | 43.194 | -79.562 | operating | 2014 |  | 2017 | [15 empty] | IESO Active Generation Contract List 2869 |  | 0.25 | [28 empty] | Yes
101507 | Fedsol | FALSE | FALSE | TRUE | FALSE | Park Road Power Ltd. |  | Grimsby | ON | 43.195 | -79.561 | operating | 2011 |  | 2017 | [15 empty] | IESO Active Generation Contract List 2645 |  | 0.25 | [28 empty] | Yes
101508 | homesun | FALSE | FALSE | TRUE | FALSE | Donna Feddema |  | Grimsby | ON | 43.196 | -79.56 | operating | 2016 |  | 2017 | [15 empty] | IESO Active Generation Contract List 2699 |  | 0.25 | [28 empty] | Yes
101509 | 104 Dawson Rd (M Balnar) | FALSE | FALSE | TRUE | FALSE | Balnar Management Ltd. | Community Energy Development Co-operative Ltd. | Guelph | ON | 43.545 | -80.248 | operating | 2016 |  | 2017 | [15 empty] | IESO Active Generation Contract List 3007 |  | 0.25 | [28 empty] | Yes
101510 | 1388319 265 Massey Rd | FALSE | FALSE | TRUE | FALSE | 1388319 Ontario Inc. |  | Guelph | ON | 43.546 | -80.247 | operating | 2013 |  | 2017 | [15 empty] | IESO Active Generation Contract List 3134 |  | 0.249 | [28 empty] | Yes
101511 | 1388319 533 Imperial | FALSE | FALSE | TRUE | FALSE | 1388319 Ontario Inc. |  | Guelph | ON | 43.547 | -80.246 | operating | 2013 |  | 2017 | [15 empty] | IESO Active Generation Contract List 3768 |  | 0.12 | [28 empty] | Yes
101512 | 1388319 536 Imperial | FALSE | FALSE | TRUE | FALSE | 1388319 Ontario Inc. |  | Guelph | ON | 43.548 | -80.245 | operating | 2013 |  | 2017 | [15 empty] | IESO Active Generation Contract List 3776 |  | 0.12 | [28 empty] | Yes
101513 | 1388319 644 Imperial | FALSE | FALSE | TRUE | FALSE | 1388319 Ontario Inc. |  | Guelph | ON | 43.549 | -80.244 | operating | 2013 |  | 2017 | [15 empty] | IESO Active Generation Contract List 3131 |  | 0.249 | [28 empty] | Yes
101514 | 20 Massey Rd (RohnBrad) | FALSE | FALSE | TRUE | FALSE | Rohnbrad Inc. | Community Energy Development Co-operative Ltd. | Guelph | ON | 43.55 | -80.243 | operating | 2016 |  | 2017 | [15 empty] | IESO Active Generation Contract List 2978 |  | 0.25 | [28 empty] | Yes
101515 | 348 Woodlawn Rd (RohnBrad) | FALSE | FALSE | TRUE | FALSE | Rohnbrad Inc. | Community Energy Development Co-operative Ltd. | Guelph | ON | 43.551 | -80.242 | operating | 2016 |  | 2017 | [15 empty] | IESO Active Generation Contract List 3030 |  | 0.25 | [28 empty] | Yes
101516 | 350 Woodlawn Rd (RohnBrad) | FALSE | FALSE | TRUE | FALSE | Rohnbrad Inc. | Community Energy Development Co-operative Ltd. | Guelph | ON | 43.552 | -80.241 | operating | 2016 |  | 2017 | [15 empty] | IESO Active Generation Contract List 3056 |  | 0.25 | [28 empty] | Yes
101517 | 40 Lewis Rd (GTDL) | FALSE | FALSE | TRUE | FALSE | Rohnbrad Inc. | Community Energy Development Co-operative Ltd. | Guelph | ON | 43.553 | -80.24 | operating | 2016 |  | 2017 | [15 empty] | IESO Active Generation Contract List 2945 |  | 0.25 | [28 empty] | Yes
101518 | 400 Southgate Dr (RohnBrad) | FALSE | FALSE | TRUE | FALSE | Rohnbrad Inc. | Community Energy Development Co-operative Ltd. | Guelph | ON | 43.554 | -80.239 | operating | 2016 |  | 2017 | [15 empty] | IESO Active Generation Contract List 2967 |  | 0.25 | [28 empty] | Yes
101519 | 45 Massey Rd (RohnBrad) | FALSE | FALSE | TRUE | FALSE | Rohnbrad Inc. | Community Energy Development Co-operative Ltd. | Guelph | ON | 43.555 | -80.238 | operating | 2016 |  | 2017 | [15 empty] | IESO Active Generation Contract List 3080 |  | 0.25 | [28 empty] | Yes
101520 | 545 Speedvale Avenue | FALSE | FALSE | TRUE | FALSE | 1258601 Ontario Inc. |  | Guelph | ON | 43.556 | -80.237 | operating | 2012 |  | 2017 | [15 empty] | IESO Active Generation Contract List 2768 |  | 0.25 | [28 empty] | Yes
101521 | 670 Southgate Drive RT | FALSE | FALSE | TRUE | FALSE | BrightRoof Solar LP |  | Guelph | ON | 43.557 | -80.236 | operating | 2013 |  | 2017 | [15 empty] | IESO Active Generation Contract List 2659 |  | 0.25 | [28 empty] | Yes
101522 | 79 Regal Rd (Regal Mall Corp.) | FALSE | FALSE | TRUE | FALSE | Balnar Management Ltd. | Community Energy Development Co-operative Ltd. | Guelph | ON | 43.558 | -80.235 | operating | [18 empty] | IESO Active Generation Contract List 3160 |  | 0.24 | [28 empty] | Yes
101523 | 80 Regal Road 2 | FALSE | FALSE | TRUE | FALSE | 2356932 Ontario Inc. |  | Guelph | ON | 43.559 | -80.234 | operating | 2016 |  | 2017 | [15 empty] | IESO Active Generation Contract List 2957 |  | 0.25 | [28 empty] | Yes
101524 | Autocom Manufacturing | FALSE | FALSE | TRUE | FALSE | Linamar Corp. |  | Guelph | ON | 43.56 | -80.233 | operating | 2012 |  | 2017 | [15 empty] | IESO Active Generation Contract List 2718 |  | 0.25 | [28 empty] | Yes
101525 | Camcor Manufacturing | FALSE | FALSE | TRUE | FALSE | Linamar Corp. |  | Guelph | ON | 43.561 | -80.232 | operating | 2012 |  | 2017 | [15 empty] | IESO Active Generation Contract List 2723 |  | 0.25 | [28 empty] | Yes
101526 | Camtac Manufacturing | FALSE | FALSE | TRUE | FALSE | Linamar Corp. |  | Guelph | ON | 43.562 | -80.231 | operating | 2012 |  | 2017 | [15 empty] | IESO Active Generation Contract List 2804 |  | 0.25 | [28 empty] | Yes
101527 | Guelph Wastewater Treatment Plant | TRUE | FALSE | TRUE | FALSE | City of Guelph |  | Guelph | ON | 43.563 | -80.23 | operating | 1995 |  | 2015 | 562 | [14 empty] | CEEDC Cogen survey 2019 |  | 0.58 | 0.586 |  |  |  |  | No |  | 2 | GE |  | 0.58 | 0.586 |  |  | Yes |  |  |  | Yes | [7 empty] | Yes | [5 empty] | 34.02 | [11 empty] | 34492.5
101528 | Comtech Manufacturing | FALSE | FALSE | TRUE | FALSE | Linamar Corp. |  | Guelph | ON | 43.564 | -80.229 | operating | 2012 |  | 2017 | [15 empty] | IESO Active Generation Contract List 2597 |  | 0.25 | [28 empty] | Yes
101529 | Corvex Manufacturing | FALSE | FALSE | TRUE | FALSE | Linamar Corp. |  | Guelph | ON | 43.565 | -80.228 | operating | 2012 |  | 2017 | [15 empty] | IESO Active Generation Contract List 2876 |  | 0.25 | [28 empty] | Yes
101530 | Eston Mfg | FALSE | FALSE | TRUE | FALSE | Linamar Corp. |  | Guelph | ON | 43.566 | -80.227 | operating | 2012 |  | 2017 | [15 empty] | IESO Active Generation Contract List 2674 |  | 0.25 | [28 empty] | Yes
101531 | Galt | FALSE | TRUE | FALSE | FALSE |  |  | Guelph | ON | 43.567 | -80.226 | operating | 2013 |  | 2017 |  |  |  | Large | [11 empty] | http://www.envida.ca/en/developingSustainableEnergy/Galt-District-Energy-System.asp | http://www.envida.ca/en/developingSustainableEnergy/resources/DISTRICT_ENERGY/Envida_District_Energy_Centre_in_Sleeman_Centre_Backgrounder_-_FINAL-A.pdf |  | 5.04 | [13 empty] | Yes | [16 empty] | Yes | [23 empty] | Yes | [20 empty] | 3.81 | 1.23
101532 | Guelph Community Christian School | FALSE | FALSE | TRUE | FALSE | John Calvin Christian School Society |  | Guelph | ON | 43.568 | -80.225 | operating | 2015 | [17 empty] | IESO Active Generation Contract List 3706 |  | 0.134 | [28 empty] | Yes
101533 | Guelph Hydro | FALSE | FALSE | TRUE | FALSE | Guelph Hydro |  | Guelph | ON | 43.569 | -80.224 | operating | 1995 |  |  | 2211 | [14 empty] | Robert Mancini, 416-236-2626 | [23 empty] | Yes
101534 | H06-63 WOODLAWN | FALSE | FALSE | TRUE | FALSE | MOM Solar LP |  | Guelph | ON | 43.57 | -80.223 | operating | 2012 |  | 2017 | [15 empty] | IESO Active Generation Contract List 2809 |  | 0.25 | [28 empty] | Yes
101535 | Hanlon Creek | FALSE | TRUE | FALSE | FALSE |  |  | Guelph | ON | 43.571 | -80.222 | operating | 2014 |  | 2017 |  |  |  | Large | [11 empty] | http://www.envida.ca/en/developingSustainableEnergy/Hanlon-Creek-Business-Park-District-Energy-System.asp | http://www.ellisdon.com/project/hanlon-creek-district-energy-temporary-thermal-plant/
101536 | Icarus 250kW Guelph | FALSE | FALSE | TRUE | FALSE | Icarus Whitesand Solar LP | GSCC | Guelph | ON | 43.572 | -80.221 | operating | 2015 |  | 2017 | [15 empty] | IESO Active Generation Contract List 2891 |  | 0.25 | [28 empty] | Yes
101537 | Laboratory Services Building | TRUE | FALSE | FALSE | FALSE | Infrastructure Ontario |  | Guelph | ON | 43.573 | -80.22 | operating | 2008 |  | 2015 | 541 | [14 empty] | CEEDC Cogen survey 2019 |  | 0.335 | [5 empty] | Yes |  | 1 | GE |  | 0.335 |  |  |  | Yes
101538 | Linamar Gear | FALSE | FALSE | TRUE | FALSE | Linamar Corp. |  | Guelph | ON | 43.574 | -80.219 | operating | 2012 |  | 2017 | [15 empty] | IESO Active Generation Contract List 2563 |  | 0.25 | [28 empty] | Yes
101539 | Linergy Manufacturing | FALSE | FALSE | TRUE | FALSE | Skyjack Inc. |  | Guelph | ON | 43.575 | -80.218 | operating | 2013 |  | 2017 | [15 empty] | IESO Active Generation Contract List 2596 |  | 0.25 | [28 empty] | Yes
101540 | Linex Manufacturing | FALSE | FALSE | TRUE | FALSE | Linamar Corp. |  | Guelph | ON | 43.576 | -80.217 | operating | 2012 |  | 2017 | [15 empty] | IESO Active Generation Contract List 2705 |  | 0.25 | [28 empty] | Yes
101541 | LPC Manufacturing | FALSE | FALSE | TRUE | FALSE | Linamar Corp. |  | Guelph | ON | 43.577 | -80.216 | operating | 2012 |  | 2017 | [15 empty] | IESO Active Generation Contract List 2629 |  | 0.25 | [28 empty] | Yes
101542 | LPP Manufacturing | FALSE | FALSE | TRUE | FALSE | Linamar Corp. |  | Guelph | ON | 43.578 | -80.215 | operating | 2012 |  | 2017 | [15 empty] | IESO Active Generation Contract List 2567 |  | 0.25 | [28 empty] | Yes
101543 | MSL-361 SPEEDVALE | FALSE | FALSE | TRUE | FALSE | 2391395 Ontario Inc. |  | Guelph | ON | 43.579 | -80.214 | operating | 2016 |  | 2017 | [15 empty] | IESO Active Generation Contract List 2992 |  | 0.25 | [28 empty] | Yes
101544 | Ontario Government Building | TRUE | FALSE | FALSE | FALSE | Infrastructure Ontario |  | Guelph | ON | 43.58 | -80.213 | operating | 2008 |  | 2015 | 912 | [14 empty] | CEEDC Cogen survey 2019 |  | 1.1 | [5 empty] | Yes |  | 1 |  |  | 1.1 |  |  |  | Yes
101545 | Quadrad Manufacturing | FALSE | FALSE | TRUE | FALSE | Linamar Corp. |  | Guelph | ON | 43.581 | -80.212 | operating | 2012 |  | 2017 | [15 empty] | IESO Active Generation Contract List 2692 |  | 0.25 | [28 empty] | Yes
101546 | Roctel Manufacturing | FALSE | FALSE | TRUE | FALSE | Linamar Corp. |  | Guelph | ON | 43.582 | -80.211 | operating | 2012 |  | 2017 | [15 empty] | IESO Active Generation Contract List 2816 |  | 0.25 | [28 empty] | Yes
101547 | Skyjack Inc Plant 1 | FALSE | FALSE | TRUE | FALSE | Skyjack Inc. |  | Guelph | ON | 43.583 | -80.21 | operating | 2013 |  | 2017 | [15 empty] | IESO Active Generation Contract List 2868 |  | 0.25 | [28 empty] | Yes
101548 | The Frank Hasenfratz Centre of Excellence | FALSE | FALSE | TRUE | FALSE | Linamar Corp. |  | Guelph | ON | 43.584 | -80.209 | operating | 2011 |  | 2017 | [15 empty] | IESO Active Generation Contract List 2556 |  | 0.25 | [28 empty] | Yes
101549 | Transgear Manufacturing | FALSE | FALSE | TRUE | FALSE | Linamar Corp. |  | Guelph | ON | 43.585 | -80.208 | operating | 2012 |  | 2017 | [15 empty] | IESO Active Generation Contract List 2796 |  | 0.25 | [28 empty] | Yes
101550 | Traxle Manufacturing | FALSE | FALSE | TRUE | FALSE | Linamar Corp. |  | Guelph | ON | 43.586 | -80.207 | operating | 2012 |  | 2017 | [15 empty] | IESO Active Generation Contract List 2722 |  | 0.25 | [28 empty] | Yes
101551 | Vehcom Manufacturing | FALSE | FALSE | TRUE | FALSE | Linamar Corp. |  | Guelph | ON | 43.587 | -80.206 | operating | 2012 |  | 2017 | [15 empty] | IESO Active Generation Contract List 2627 |  | 0.25 | [28 empty] | Yes
101552 | Woodlawn | FALSE | FALSE | TRUE | FALSE | 2377512 Ontario Inc. |  | Guelph | ON | 43.588 | -80.205 | operating | 2014 |  | 2017 | [15 empty] | IESO Active Generation Contract List 3183 |  | 0.23 | [28 empty] | Yes
101553 | Elliott Falls Small Hydro Generating Station | FALSE | FALSE | TRUE | FALSE | Elliot Falls Power Corp. |  | Gull River | ON | 44.805 | -78.762 | operating | 1990 |  | 2017 | 221 | [14 empty] | Statistics Canada. Electric Power Generating Stations, 2000. |  | 0.8 |  | 4000 | [27 empty] | Yes
101554 | Minden | FALSE | FALSE | TRUE | FALSE | Orillia Power |  | Gull River | ON | 44.806 | -78.761 | operating | 1935 |  | 2017 | 221 | [14 empty] | http://orilliapower.ca/waterpower/ |  | 4 |  | 19393 | [27 empty] | Yes
101555 | Guthrie Public School | FALSE | FALSE | TRUE | FALSE |  |  | Guthrie | ON | 44.473 | -79.55 | operating | [18 empty] | http://www.geoxergy.com/guthrie-public-school/ | [23 empty] | Yes
101556 | GEDSB Hagersville Secondary | FALSE | FALSE | TRUE | FALSE | Ameresco GEDSB Solar Inc. |  | Hagersville | ON | 42.96 | -80.052 | operating | 2012 | [17 empty] | IESO Active Generation Contract List 3691 |  | 0.135 | [28 empty] | Yes
101557 | HAG - Station A | FALSE | FALSE | TRUE | FALSE | Maxim Solar Power Corp. |  | Hagersville | ON | 42.961 | -80.051 | operating | 2016 |  | 2017 | [15 empty] | IESO Active Generation Contract List 2165 |  | 0.5 | [28 empty] | Yes
101558 | HAG - Station B1 | FALSE | FALSE | TRUE | FALSE | Maxim Solar Power Corp. |  | Hagersville | ON | 42.962 | -80.05 | operating | 2016 |  | 2017 | [15 empty] | IESO Active Generation Contract List 2166 |  | 0.5 | [28 empty] | Yes
101559 | HAG - Station C1 | FALSE | FALSE | TRUE | FALSE | Maxim Solar Power Corp. |  | Hagersville | ON | 42.963 | -80.049 | operating | 2016 |  | 2017 | [15 empty] | IESO Active Generation Contract List 2167 |  | 0.5 | [28 empty] | Yes
101560 | HAG - Station E1 | FALSE | FALSE | TRUE | FALSE | Maxim Solar Power Corp. |  | Hagersville | ON | 42.964 | -80.048 | operating | 2016 |  | 2017 | [15 empty] | IESO Active Generation Contract List 2168 |  | 0.5 | [28 empty] | Yes
101561 | HAG - Station F8 | FALSE | FALSE | TRUE | FALSE | Maxim Solar Power Corp. |  | Hagersville | ON | 42.965 | -80.047 | operating | 2016 |  | 2017 | [15 empty] | IESO Active Generation Contract List 2169 |  | 0.5 | [28 empty] | Yes
101562 | Veurink's Solar Farm | FALSE | FALSE | TRUE | FALSE | Hank Veurink | Alice Veurink | Hagersville | ON | 42.966 | -80.046 | operating | 2012 |  | 2017 | [15 empty] | IESO Active Generation Contract List 2661 |  | 0.25 | [28 empty] | Yes
101563 | Walpole Solar Farm | FALSE | FALSE | TRUE | FALSE | Fiera Axium Infrastructure Inc. |  | Hagersville | ON | 42.967 | -80.045 | operating | 2013 |  | 2017 | [15 empty] | IESO Active Generation Contract List 2025 |  | 23.5 | [28 empty] | Yes
101564 | SPN 267 | FALSE | FALSE | TRUE | FALSE | SPN LP 7 |  | Haileybury | ON | 47.504 | -79.698 | operating | 2016 |  | 2017 | [15 empty] | IESO Active Generation Contract List 2979 |  | 0.25 | [28 empty] | Yes
101565 | Wahgoshig Solar 2 | FALSE | FALSE | TRUE | FALSE | Wahgoshig Energy LP |  | Haileybury | ON | 47.505 | -79.697 | operating | 2016 |  | 2017 | [15 empty] | IESO Active Generation Contract List 2357 |  | 0.5 | [28 empty] | Yes
101566 | Grand Renewable Wind Park | FALSE | FALSE | TRUE | FALSE | Pattern Energy | Sasmsung Renewable Energy Inc. | Haldimand County | ON | 42.928 | -79.876 | operating | 2014 |  | 2017 | [15 empty] | CanWEA |  | 149 | [30 empty] | Yes
101567 | Port Dover & Nanticoke Wind Farm | FALSE | FALSE | TRUE | FALSE | Capital Power Corp. |  | Haldimand County | ON | 42.929 | -79.875 | operating | 2013 |  | 2017 | 2211 | [14 empty] | CanWEA |  | 104.4 | [30 empty] | Yes
101568 | Summerhaven Wind Energy Centre | FALSE | FALSE | TRUE | FALSE | NextEra Energy Canada |  | Haldimand County | ON | 42.93 | -79.874 | operating | 2013 |  | 2017 | 2211 | [14 empty] | CanWEA/ http://www.nexteraenergyresources.com/pdf_redesign/Summerhaven.pdf |  | 124.4 | [30 empty] | Yes
101569 | Cybulski Dysart | FALSE | FALSE | TRUE | FALSE | Peterborough Solar Projects Corp. |  | Haliburton | ON | 45.047 | -78.508 | operating | 2016 |  | 2017 | [15 empty] | IESO Active Generation Contract List 2120 |  | 0.5 | [28 empty] | Yes
101570 | Drag River Generating Station | FALSE | FALSE | TRUE | FALSE | Drag River Water Power Inc. |  | Haliburton | ON | 45.048 | -78.507 | operating | 1997 |  | 2017 | 221 | [14 empty] | http://www.algonquinpower.com/business/facility/hydroelectric_drag.asp?choice=region |  | 0.288 |  | 0 | [27 empty] | Yes
101571 | Haliburton Forest Solar 1 | FALSE | FALSE | TRUE | FALSE | Seedorf Power Corp. |  | Haliburton | ON | 45.049 | -78.506 | operating | 2014 | [17 empty] | IESO Active Generation Contract List 3645 |  | 0.14 | [28 empty] | Yes
101572 | Parish | FALSE | FALSE | TRUE | FALSE | Peterborough Solar Projects Corp. |  | Haliburton | ON | 45.05 | -78.505 | operating | 2017 |  | 2017 | [15 empty] | IESO Active Generation Contract List 2263 |  | 0.5 | [28 empty] | Yes
101573 | FotoLight Solar Farm | FALSE | FALSE | TRUE | FALSE | FotoLight LP |  | Hallowell | ON | 43.966 | -77.285 | operating | 2015 |  | 2017 | [15 empty] | http://whiteconstruction.com/project/fotolights-solar-farm/ |  | 10 | [28 empty] | Yes
101574 | Allendale Seniors Complex | FALSE | FALSE | TRUE | FALSE | Regional Municipality of Halton |  | Milton | ON | 43.518 | -79.877 | operating | 1992 |  |  | 623 | [14 empty] | ASHRAE "Operating Experiences" | [23 empty] | Yes
101575 | (C78) Real Canadian Superstore Guelph Street | FALSE | FALSE | TRUE | FALSE | Firelight Solar LP |  | Halton Hills | ON | 43.647 | -80.018 | operating | 2013 |  | 2017 | [15 empty] | IESO Active Generation Contract List 2449 |  | 0.375 | [28 empty] | Yes
101576 | 35 Sinclair Ave. | FALSE | FALSE | TRUE | FALSE | 2387280 Ontario Inc. |  | Halton Hills | ON | 43.648 | -80.017 | operating | 2016 |  | 2017 | [15 empty] | IESO Active Generation Contract List 2058 |  | 0.5 | [28 empty] | Yes
101577 | 60 Armstrong Ave. | FALSE | FALSE | TRUE | FALSE | 2387280 Ontario Inc. |  | Halton Hills | ON | 43.649 | -80.016 | operating | 2016 |  | 2017 | [15 empty] | IESO Active Generation Contract List 3065 |  | 0.25 | [28 empty] | Yes
101578 | 81 Todd Rd 2 | FALSE | FALSE | TRUE | FALSE | 2356929 Ontario Inc. |  | Halton Hills | ON | 43.65 | -80.015 | operating | 2016 |  | 2017 | [15 empty] | IESO Active Generation Contract List 2490 |  | 0.35 | [28 empty] | Yes
101579 | 81 Todd Road | FALSE | FALSE | TRUE | FALSE | 2387280 Ontario Inc. |  | Halton Hills | ON | 43.651 | -80.014 | operating | 2016 |  | 2017 | [15 empty] | IESO Active Generation Contract List 3807 |  | 0.113 | [28 empty] | Yes
101580 | 88 Todd Road | FALSE | FALSE | TRUE | FALSE | 2387280 Ontario Inc. |  | Halton Hills | ON | 43.652 | -80.013 | operating | 2016 |  | 2017 | [15 empty] | IESO Active Generation Contract List 2075 |  | 0.5 | [28 empty] | Yes
101581 | BRC-Building-Rooftop-PV | FALSE | FALSE | TRUE | FALSE | Hammer Investments Inc. |  | Halton Hills | ON | 43.653 | -80.012 | operating | 2011 |  | 2017 | [15 empty] | IESO Active Generation Contract List 2714 |  | 0.25 | [28 empty] | Yes
101582 | GEO-100 Armstrong | FALSE | FALSE | TRUE | FALSE | Métis Nation of Ontario | BrightRoof Solar LP | Halton Hills | ON | 43.654 | -80.011 | operating | 2014 |  | 2017 | [15 empty] | IESO Active Generation Contract List 2931 |  | 0.25 | [28 empty] | Yes
101583 | GEO-247 Armstrong | FALSE | FALSE | TRUE | FALSE | Métis Nation of Ontario - BrightRoof Solar LP |  | Halton Hills | ON | 43.655 | -80.01 | operating | 2015 | [17 empty] | IESO Active Generation Contract List 3386 |  | 0.19 | [28 empty] | Yes
101584 | GEO-36 Armstrong | FALSE | FALSE | TRUE | FALSE | Métis Nation of Ontario | BrightRoof Solar LP | Halton Hills | ON | 43.656 | -80.009 | operating | 2014 |  | 2017 | [15 empty] | IESO Active Generation Contract List 2496 |  | 0.33 | [28 empty] | Yes
101585 | ISPA-Building-Rooftop-PV | FALSE | FALSE | TRUE | FALSE | 114 Solar Project Ltd. |  | Halton Hills | ON | 43.657 | -80.008 | operating | 2011 |  | 2017 | [15 empty] | IESO Active Generation Contract List 2738 |  | 0.25 | [28 empty] | Yes
101586 | Minus Forty | FALSE | FALSE | TRUE | FALSE | IAD Solar Power Corp. |  | Halton Hills | ON | 43.658 | -80.007 | operating | 2014 |  | 2017 | [15 empty] | IESO Active Generation Contract List 2585 |  | 0.25 | [28 empty] | Yes
101587 | MoldMaster Sportplex Solar Array | FALSE | FALSE | TRUE | FALSE | Halton Hills Community Energy Corp. |  | Halton Hills | ON | 43.659 | -80.006 | operating | 2015 |  | 2017 | [15 empty] | IESO Active Generation Contract List 2405 |  | 0.45 | [28 empty] | Yes
101588 | #220 11 Clappison Ave, Waterdown | FALSE | FALSE | TRUE | FALSE | MOM I LP |  | Hamilton | ON | 43.256 | -79.871 | operating | 2014 |  | 2017 | [15 empty] | IESO Active Generation Contract List 2736 |  | 0.25 | [28 empty] | Yes
101589 | 1040 South Service Road | FALSE | FALSE | TRUE | FALSE | 1520866 Ontario Ltd. |  | Hamilton | ON | 43.257 | -79.87 | operating | 2013 |  | 2017 | [15 empty] | IESO Active Generation Contract List 3749 |  | 0.125 | [28 empty] | Yes
101590 | 22 Head Street 2 | FALSE | FALSE | TRUE | FALSE | 2356936 Ontario Inc. |  | Hamilton | ON | 43.258 | -79.869 | operating | 2016 |  | 2017 | [15 empty] | IESO Active Generation Contract List 3618 |  | 0.15 | [28 empty] | Yes
101591 | 285 Nash Road North | FALSE | FALSE | TRUE | FALSE | Sunny Day Energy Inc. |  | Hamilton | ON | 43.259 | -79.868 | operating | 2014 |  | 2017 | [15 empty] | IESO Active Generation Contract List 3441 |  | 0.175 | [28 empty] | Yes
101592 | 430 McNeilly Road | FALSE | FALSE | TRUE | FALSE | 1520866 Ontario Ltd. |  | Hamilton | ON | 43.26 | -79.867 | operating | 2013 |  | 2017 | [15 empty] | IESO Active Generation Contract List 3751 |  | 0.125 | [28 empty] | Yes
101593 | 950 South Service Road | FALSE | FALSE | TRUE | FALSE | Galanda Properties Inc. |  | Hamilton | ON | 43.261 | -79.866 | operating | 2013 |  | 2017 | [15 empty] | IESO Active Generation Contract List 2759 |  | 0.25 | [28 empty] | Yes
101594 | Burlington PV Power One | FALSE | FALSE | TRUE | FALSE |  |  | Hamilton | ON | 43.262 | -79.865 | operating | 2016 |  | 2017 | [15 empty] | IESO Active Generation Contract List 3025 |  | 0.25 | [28 empty] | Yes
101595 | Burlington PV Power Two | FALSE | FALSE | TRUE | FALSE |  |  | Hamilton | ON | 43.263 | -79.864 | operating | 2016 |  | 2017 | [15 empty] | IESO Active Generation Contract List 3354 |  | 0.2 | [28 empty] | Yes
101596 | Canada Discovery Centre on Marine Conservation | FALSE | FALSE | TRUE | FALSE | PWGSC |  | Hamilton | ON | 43.264 | -79.863 | operating |  |  |  | 911 | [38 empty] | Yes
101597 | CANMET Materials Technology Laboratory | FALSE | FALSE | TRUE | FALSE |  |  | Hamilton | ON | 43.265 | -79.862 | operating | [18 empty] | http://www.integralgroup.com/gallery/science-technology/canmet-materials-technology-laboratory/ | [23 empty] | Yes
101598 | Cham Shan Temple - Hamilton | FALSE | FALSE | TRUE | FALSE | SE6 2013 LP |  | Hamilton | ON | 43.266 | -79.861 | operating | [18 empty] | IESO Active Generation Contract List 2985 |  | 0.25 | [28 empty] | Yes
101599 | City of Hamilton Facility #3 (Operations Centre) | FALSE | FALSE | TRUE | FALSE | Solar Sunbelt GP |  | Hamilton | ON | 43.267 | -79.86 | operating | 2013 |  | 2017 | [15 empty] | IESO Active Generation Contract List 2711 |  | 0.25 | [28 empty] | Yes
101600 | EAST HAMILTON RADIO - SOLAR | FALSE | FALSE | TRUE | FALSE | EAST HAMILTON RADIO LIMITED |  | Hamilton | ON | 43.268 | -79.859 | operating | 2015 | [17 empty] | IESO Active Generation Contract List 3786 |  | 0.12 | [28 empty] | Yes
101601 | Flamborough Solar | FALSE | FALSE | TRUE | FALSE | Bill Panagiotakopoulos |  | Hamilton | ON | 43.269 | -79.858 | operating | 2015 |  | 2017 | [15 empty] | IESO Active Generation Contract List 2606 |  | 0.25 | [28 empty] | Yes
101602 | Folkens # 1 | FALSE | FALSE | TRUE | FALSE | BrightRoof Solar LP |  | Hamilton | ON | 43.27 | -79.857 | operating | 2014 |  | 2017 | [15 empty] | IESO Active Generation Contract List 2712 |  | 0.25 | [28 empty] | Yes
101603 | G04-180 Constellation | FALSE | FALSE | TRUE | FALSE | Mann (002013-921 Barton) Limited Partnership |  | Hamilton | ON | 43.271 | -79.856 | operating | 2014 | [17 empty] | IESO Active Generation Contract List 3546 |  | 0.15 | [28 empty] | Yes
101604 | Grisdale | FALSE | FALSE | TRUE | FALSE | QS6 2012 LP |  | Hamilton | ON | 43.272 | -79.855 | operating | 2016 | [17 empty] | IESO Active Generation Contract List 3348 |  | 0.2 | [28 empty] | Yes
101605 | H06-122 MARTINDALE | FALSE | FALSE | TRUE | FALSE | MOM II LP |  | Hamilton | ON | 43.273 | -79.854 | operating | 2014 |  | 2017 | [15 empty] | IESO Active Generation Contract List 2684 |  | 0.25 | [28 empty] | Yes
101606 | H06-350 CENTENNIAL | FALSE | FALSE | TRUE | FALSE | MOM I LP |  | Hamilton | ON | 43.274 | -79.853 | operating | 2014 |  | 2017 | [15 empty] | IESO Active Generation Contract List 2841 |  | 0.25 | [28 empty] | Yes
101607 | Hamilton Community Energy | TRUE | TRUE | FALSE | FALSE | HCE Energy Inc. |  | Hamilton | ON | 43.275 | -79.852 | operating | 2002 |  | 2017 | 221 | 10672 |  | Large | Yes | Yes |  | Yes |  | Yes | Yes | Yes |  |  |  | CEEDC Cogen survey 2019 | http://www.toromontpowersystems.com/electric-power/products/chp/powerprofiles/hamilton-community-energy | 3.5 | 3.2 | 10881 | 7427 |  | 1 | Yes | 4145 | 1 | GE | 2003 | 3.5 | 3.2 | 10881 | 7427 | Yes | [17 empty] | 210889 | [17 empty] | Yes |  |  |  | No | Yes | Yes |  | 12 | 9 |  | 2500000 | 2000000 |  | 30000 | 25000 |  | Yes | Yes |  | No | No |  | 12 | 11.78 |  | 30000 | 10000 |  | 95 | 6 |  | 70 | 12
101609 | Hamilton Hebrew 1 | FALSE | FALSE | TRUE | FALSE | QS6 2012 LP |  | Hamilton | ON | 43.276 | -79.851 | operating | [18 empty] | IESO Active Generation Contract List 3450 |  | 0.175 | [28 empty] | Yes
101610 | Harbor Health Services Inc. | FALSE | TRUE | FALSE | FALSE |  |  | Hamilton | ON | 43.277 | -79.85 | operating | 2003 |  | 2017 |  |  |  | Large | [11 empty] | National DE Survey (2008) | [16 empty] | Yes
101611 | Horizon Utilities - Nebo Road Location | FALSE | FALSE | TRUE | FALSE | Solar Sunbelt General Partnership |  | Hamilton | ON | 43.278 | -79.849 | operating | 2012 | [17 empty] | IESO Active Generation Contract List 3291 |  | 0.2 | [28 empty] | Yes
101612 | Main West Plaza | FALSE | FALSE | TRUE | FALSE | Solar Finance Inc. |  | Hamilton | ON | 43.279 | -79.848 | operating | 2012 | [17 empty] | IESO Active Generation Contract List 3434 |  | 0.175 | [28 empty] | Yes
101613 | McMaster Innovation Park | FALSE | TRUE | FALSE | FALSE | HCE Energy Inc. |  | Hamilton | ON | 43.28 | -79.847 | operating | 2010 |  | 2017 | 221 |  |  | Large |  | Yes |  | Yes |  |  | Yes |  |  |  |  | CEEDC DE Survey 2019 | [16 empty] | Yes | [6 empty] | Yes |  |  |  | Yes | [6 empty] | 11846 | [6 empty] | 3880.8 | [10 empty] | Yes |  |  |  | No | Yes | Yes |  | 3 | 3 |  | 443000 | 443000 |  | 10000 | 10000 |  | Yes | Yes |  | Yes | Yes |  | 3.8 | 3.73 |  | 4503 | 3771 |  | 55 | 6 |  | 40 | 12
101614 | Mizener Roof | FALSE | FALSE | TRUE | FALSE | QS6 2012 LP |  | Hamilton | ON | 43.281 | -79.846 | operating | 2016 | [17 empty] | IESO Active Generation Contract List 3620 |  | 0.15 | [28 empty] | Yes
101615 | MSL-1015 GOLF LINKS | FALSE | FALSE | TRUE | FALSE | 2391395 Ontario Inc. |  | Hamilton | ON | 43.282 | -79.845 | operating | 2016 |  | 2017 | [15 empty] | IESO Active Generation Contract List 2954 |  | 0.25 | [28 empty] | Yes
101616 | MSL-77 JAMES | FALSE | FALSE | TRUE | FALSE | 2391395 Ontario Inc. |  | Hamilton | ON | 43.283 | -79.844 | operating | 2016 |  | 2017 | [15 empty] | IESO Active Generation Contract List 3064 |  | 0.25 | [28 empty] | Yes
101617 | Pacific One | FALSE | FALSE | TRUE | FALSE | 2410581 Ontario Ltd. |  | Hamilton | ON | 43.284 | -79.843 | operating | 2014 |  | 2017 | [15 empty] | IESO Active Generation Contract List 2826 |  | 0.25 | [28 empty] | Yes
101618 | Penn Energy - Hamilton | FALSE | FALSE | TRUE | FALSE | Hamilton Solar Farm Partnership |  | Hamilton | ON | 43.285 | -79.842 | operating | 2015 |  | 2017 | [15 empty] | IESO Active Generation Contract List 2016 |  | 10 | [28 empty] | Yes
101619 | Redeemer University College | FALSE | FALSE | TRUE | FALSE | Redeemer University College |  | Hamilton | ON | 43.286 | -79.841 | operating | 2012 | [17 empty] | IESO Active Generation Contract List 3769 |  | 0.12 | [28 empty] | Yes
101620 | Republic Canadian Drawn, Inc. | FALSE | FALSE | TRUE | FALSE | Solar Sunbelt GP |  | Hamilton | ON | 43.287 | -79.84 | operating | 2013 |  | 2017 | [15 empty] | IESO Active Generation Contract List 2763 |  | 0.25 | [28 empty] | Yes
101621 | SPN 375 | FALSE | FALSE | TRUE | FALSE | SPN LP 3 |  | Hamilton | ON | 43.288 | -79.839 | operating | 2016 |  | 2017 | [15 empty] | IESO Active Generation Contract List 3350 |  | 0.2 | [28 empty] | Yes
101622 | SRE BEACH POWER | FALSE | FALSE | TRUE | FALSE |  |  | Hamilton | ON | 43.289 | -79.838 | operating | 2016 |  | 2017 | [15 empty] | IESO Active Generation Contract List 2998 |  | 0.25 | [28 empty] | Yes
101623 | St. Joseph's King | FALSE | FALSE | TRUE | FALSE | QS15 2012 LP |  | Hamilton | ON | 43.29 | -79.837 | operating | 2016 |  | 2017 | [15 empty] | IESO Active Generation Contract List 3103 |  | 0.25 | [28 empty] | Yes
101624 | St. Joseph's West 1 | FALSE | FALSE | TRUE | FALSE | QS15 2012 LP |  | Hamilton | ON | 43.291 | -79.836 | operating | 2016 |  | 2017 | [15 empty] | IESO Active Generation Contract List 3092 |  | 0.25 | [28 empty] | Yes
101625 | St. Joseph's West 2 | FALSE | FALSE | TRUE | FALSE | QS15 2012 LP |  | Hamilton | ON | 43.292 | -79.835 | operating | 2016 |  | 2017 | [15 empty] | IESO Active Generation Contract List 2950 |  | 0.25 | [28 empty] | Yes
101626 | Stoney Creek Decor Centre 1 | FALSE | FALSE | TRUE | FALSE | Solar Sunbelt GP |  | Hamilton | ON | 43.293 | -79.834 | operating | 2012 |  | 2017 | [15 empty] | IESO Active Generation Contract List 3259 |  | 0.2 | [28 empty] | Yes
101627 | Stoney Creek Decor Centre 2 | FALSE | FALSE | TRUE | FALSE | Solar Sunbelt GP |  | Hamilton | ON | 43.294 | -79.833 | operating | 2012 |  | 2017 | [15 empty] | IESO Active Generation Contract List 3290 |  | 0.2 | [28 empty] | Yes
101628 | SunEdison ON-13-0099 | FALSE | FALSE | TRUE | FALSE | SunEdison Canada Origination Health LP |  | Hamilton | ON | 43.295 | -79.832 | operating | [18 empty] | IESO Active Generation Contract List 3702 |  | 0.135 | [28 empty] | Yes
101629 | SunEdison ON-13-0100 | FALSE | FALSE | TRUE | FALSE | SunEdison Canada Origination Health LP |  | Hamilton | ON | 43.296 | -79.831 | operating | [18 empty] | IESO Active Generation Contract List 3696 |  | 0.135 | [28 empty] | Yes
101630 | SunEdison ON-13-0101 | FALSE | FALSE | TRUE | FALSE | SunEdison Canada Origination Health LP |  | Hamilton | ON | 43.297 | -79.83 | operating | [18 empty] | IESO Active Generation Contract List 3340 |  | 0.2 | [28 empty] | Yes
101631 | SunEdison ON-13-0106 | FALSE | FALSE | TRUE | FALSE | SunEdison Canada Origination Health LP |  | Hamilton | ON | 43.298 | -79.829 | operating | 2016 |  | 2017 | [15 empty] | IESO Active Generation Contract List 3698 |  | 0.135 | [28 empty] | Yes
101632 | SunEdison ON-13-0107 | FALSE | FALSE | TRUE | FALSE | SunEdison Canada Origination Health LP |  | Hamilton | ON | 43.299 | -79.828 | operating | 2016 |  | 2017 | [15 empty] | IESO Active Generation Contract List 3608 |  | 0.15 | [28 empty] | Yes
101633 | SunEdison ON-13-0113 | FALSE | FALSE | TRUE | FALSE | SunEdison Canada Origination Health LP |  | Hamilton | ON | 43.3 | -79.827 | operating | [18 empty] | IESO Active Generation Contract List 3697 |  | 0.135 | [28 empty] | Yes
101634 | SunEdison ON-13-0116 | FALSE | FALSE | TRUE | FALSE | SunEdison Canada Origination Health LP |  | Hamilton | ON | 43.301 | -79.826 | operating | [18 empty] | IESO Active Generation Contract List 3701 |  | 0.135 | [28 empty] | Yes
101635 | Hamilton Renewable Power Wastewater treatment plant | TRUE | FALSE | TRUE | TRUE | City of Hamilton |  | Hamilton | ON | 43.302 | -79.825 | operating | 2006 |  | 2018 | 311 | [14 empty] | CEEDC Cogen survey 2019 | http://www.cga.ca/canadas-natural-gas-solutions/ | 1.6 | [5 empty] | Yes |  | 2 | SCGT |  | 1.6 | [7 empty] | Yes | [5 empty] | Yes | [27 empty] | BIOG
101636 | Tundra/BJB Farms Project | FALSE | FALSE | TRUE | FALSE | Tundra Project Solutions |  | Hamilton | ON | 43.303 | -79.824 | operating | 2015 |  | 2017 | [15 empty] | IESO Active Generation Contract List 3811 |  | 0.1125 | [28 empty] | Yes
101637 | (F36) Your Independent Grocer Highway 69 North | FALSE | FALSE | TRUE | FALSE | Firelight Solar LP |  | Hanmer | ON | 46.652 | -80.946 | operating | 2014 |  | 2017 | [15 empty] | IESO Active Generation Contract List 3664 |  | 0.135 | [28 empty] | Yes
101638 | GG3-010 | FALSE | FALSE | TRUE | FALSE | SunEdison Canada Origination Health LP |  | Hanmer | ON | 46.653 | -80.945 | operating | 2017 |  | 2017 | [15 empty] | IESO Active Generation Contract List 3000 |  | 0.25 | [28 empty] | Yes
101639 | Val Caron | FALSE | FALSE | TRUE | FALSE | CSI Val Caron LP |  | Hanmer | ON | 46.654 | -80.944 | operating | 2014 |  | 2017 | [15 empty] | IESO Active Generation Contract List 2016 |  | 9.997 | [28 empty] | Yes
101640 | 224 7th Ave, Hanover | FALSE | FALSE | TRUE | FALSE | Solartek Green Earth Rooftop LP |  | Hanover | ON | 44.153 | -81.025 | operating | 2015 |  | 2017 | [15 empty] | IESO Active Generation Contract List 2912 |  | 0.25 | [28 empty] | Yes
101641 | Cedarwell Excavating Ltd. | FALSE | FALSE | TRUE | FALSE | Cedarwell Excavating Ltd. |  | Hanover | ON | 44.154 | -81.024 | operating | 2016 |  | 2017 | [15 empty] | IESO Active Generation Contract List 2982 |  | 0.25 | [28 empty] | Yes
101642 | Rona-PV Solar | FALSE | FALSE | TRUE | FALSE | Hanover PV Limited Partnership |  | Hanover | ON | 44.155 | -81.023 | operating | 2015 | [17 empty] | IESO Active Generation Contract List 3705 |  | 0.134 | [28 empty] | Yes
101643 | 200 Clark Street | FALSE | FALSE | TRUE | FALSE | OYPS (001342-200 Clark) LP |  | Harrow | ON | 42.036 | -82.918 | operating | 2013 |  | 2017 | [15 empty] | IESO Active Generation Contract List 2043 |  | 0.5 | [28 empty] | Yes
101644 | GE047 | FALSE | FALSE | TRUE | FALSE | Reliant First Nation Limited Partnership |  | Harrow | ON | 42.037 | -82.917 | operating | [18 empty] | IESO Active Generation Contract List 3389 |  | 0.19 | [28 empty] | Yes
101645 | GE064 | FALSE | FALSE | TRUE | FALSE | Reliant First Nation Limited Partnership |  | Harrow | ON | 42.038 | -82.916 | operating | [18 empty] | IESO Active Generation Contract List 3757 |  | 0.125 | [28 empty] | Yes
101646 | Harrow Solar | FALSE | FALSE | TRUE | FALSE | Harrow Solar Inc. |  | Harrow | ON | 42.039 | -82.915 | operating | 2015 |  | 2017 | [15 empty] | IESO Active Generation Contract List 2421 |  | 0.422 | [28 empty] | Yes
101647 | Harrow Wind Farm | FALSE | FALSE | TRUE | FALSE | Engie Energy International |  | Harrow | ON | 42.04 | -82.914 | operating | 2010 |  | 2017 | 2211 | [14 empty] | CanWEA |  | 39.6 | [30 empty] | Yes
101648 | Oxley Wind Farm | FALSE | FALSE | TRUE | FALSE | Oxley Wind Farm Inc. |  | Harrow | ON | 42.041 | -82.913 | operating | 2014 |  | 2017 | 2211 | [14 empty] | CanWEA |  | 6 |  | 19000 | [28 empty] | Yes
101649 | Vladimira Pospisil (163300) | FALSE | FALSE | TRUE | FALSE | Chippewas of the Thames Solar Corp. |  | Harrow | ON | 42.042 | -82.912 | operating | 2015 |  | 2017 | [15 empty] | IESO Active Generation Contract List 3765 |  | 0.1212 | [28 empty] | Yes
101650 | Williamson Solar | FALSE | FALSE | TRUE | FALSE | Solaire Kapuskasing Solar Inc. |  | Harty | ON | 49.483 | -82.683 | operating | 2015 |  | 2017 | [15 empty] | IESO Active Generation Contract List 2363 |  | 0.49988 | [28 empty] | Yes
101651 | GreenLife Solar 12 | FALSE | FALSE | TRUE | FALSE | GreenLife Solar Projects Inc. |  | Harwood | ON | 44.138 | -78.184 | operating | 2017 |  | 2017 | [15 empty] | IESO Active Generation Contract List 2145 |  | 0.5 | [28 empty] | Yes
101652 | Asphodel-Norwood GM1 | FALSE | FALSE | TRUE | FALSE | Peterborough Solar Projects Corp. |  | Hastings | ON | 44.31 | -77.957 | operating | 2016 |  | 2017 | [15 empty] | IESO Active Generation Contract List 2094 |  | 0.5 | [28 empty] | Yes
101653 | GreenLife Solar 5 | FALSE | FALSE | TRUE | FALSE | GreenLife Solar Projects Inc. |  | Hastings | ON | 44.311 | -77.956 | operating | 2017 |  | 2017 | [15 empty] | IESO Active Generation Contract List 2153 |  | 0.5 | [28 empty] | Yes
101654 | Cordova Lake | FALSE | FALSE | TRUE | FALSE | Algonquin Power Company |  | Havelock | ON | 44.434 | -77.885 | operating | 1993 |  | 2017 | 221 | [14 empty] | Statistics Canada. Electric Power Generating Stations, 2000. |  | 0.8 |  | 3621 | [27 empty] | Yes
101655 | GreenLife Solar 16 | FALSE | FALSE | TRUE | FALSE | GreenLife Solar Projects Inc. |  | Havelock | ON | 44.435 | -77.884 | operating | 2017 |  | 2017 | [15 empty] | IESO Active Generation Contract List 2997 |  | 0.25 | [28 empty] | Yes
101656 | Havelock-Belmont-Methuen Community Centre | FALSE | FALSE | TRUE | FALSE | Peterborough Solar Projects Corp. |  | Havelock | ON | 44.436 | -77.883 | operating | 2016 |  | 2017 | [15 empty] | IESO Active Generation Contract List 3077 |  | 0.25 | [28 empty] | Yes
101657 | SunEdison ON-11-0386 | FALSE | FALSE | TRUE | FALSE | SunEdison Canada Origination Health LP |  | Havelock | ON | 44.437 | -77.882 | operating | 2016 |  | 2017 | [15 empty] | IESO Active Generation Contract List 2341 |  | 0.5 | [28 empty] | Yes
101658 | SunEdison ON-11-0514 | FALSE | FALSE | TRUE | FALSE | SunEdison Canada Origination Health LP |  | Havelock | ON | 44.438 | -77.881 | operating | 2016 |  | 2017 | [15 empty] | IESO Active Generation Contract List 2346 |  | 0.5 | [28 empty] | Yes
101659 | Perpetual Cleanpower Oro 4 Line | FALSE | FALSE | TRUE | FALSE | Oro-Medonte Solar Farm Inc. |  | Hawkestone | ON | 44.497 | -79.468 | operating | 2015 |  | 2017 | [15 empty] | IESO Active Generation Contract List 2016 |  | 10 | [28 empty] | Yes
101660 | RE Orillia 1 | FALSE | FALSE | TRUE | FALSE | Met Fiera Solar Orillia 1 LP |  | Hawkestone | ON | 44.498 | -79.467 | operating | 2014 |  | 2017 | [15 empty] | IESO Active Generation Contract List 2016 |  | 10 | [28 empty] | Yes
101661 | RE Orillia 2 | FALSE | FALSE | TRUE | FALSE | Met Fiera Solar Orillia 2 LP |  | Hawkestone | ON | 44.499 | -79.466 | operating | 2014 |  | 2017 | [15 empty] | IESO Active Generation Contract List 2016 |  | 10 | [28 empty] | Yes
101662 | RE Orillia 3 | FALSE | FALSE | TRUE | FALSE | Fiera Solar Orillia 3 LP |  | Hawkestone | ON | 44.5 | -79.465 | operating | 2014 |  | 2017 | [15 empty] | IESO Active Generation Contract List 2021 |  | 6.5 | [28 empty] | Yes
101663 | Mattawishkwia Solar Park | FALSE | FALSE | TRUE | FALSE | New OSPVF 10 LP |  | Hearst | ON | 49.688 | -83.667 | operating | 2014 |  | 2017 | [15 empty] | IESO Active Generation Contract List 2016 |  | 10 | [28 empty] | Yes
101664 | GM Building | FALSE | FALSE | TRUE | FALSE | Hensall District Cooperative Inc. |  | Hensall | ON | 43.434 | -81.504 | operating | 2015 |  | 2017 | [15 empty] | IESO Active Generation Contract List 2140 |  | 0.5 | [28 empty] | Yes
101665 | Hensall | FALSE | FALSE | TRUE | FALSE | 2428760 Ontario Inc. |  | Hensall | ON | 43.435 | -81.503 | operating | 2014 | [17 empty] | IESO Active Generation Contract List 3416 |  | 0.18 | [28 empty] | Yes
101667 | 8 Gauvreau | FALSE | FALSE | TRUE | FALSE | Rural Energy LP |  | Hilliardton | ON | 47.733 | -79.7 | operating | 2015 |  | 2017 | [15 empty] | IESO Active Generation Contract List 2072 |  | 0.5 | [28 empty] | Yes
101668 | BAKKER LANDS | FALSE | FALSE | TRUE | FALSE | Bloomfield Solar Inc. |  | Hillier | ON | 43.974 | -77.456 | operating | 2014 |  | 2017 | [15 empty] | IESO Active Generation Contract List 2702 |  | 0.25 | [28 empty] | Yes
101669 | SunEdison ON-11-0707 | FALSE | FALSE | TRUE | FALSE | SunEdison Canada Origination Health LP |  | Hillsburgh | ON | 43.792 | -80.145 | operating | 2016 |  | 2017 | [15 empty] | IESO Active Generation Contract List 2348 |  | 0.5 | [28 empty] | Yes
101671 | Becker Cogeneration | TRUE | FALSE | TRUE | FALSE |  |  | HornPayne | ON | 49.212 | -84.771 | operating | 2014 |  | 2015 | 321 | [14 empty] | CEEDC Cogen survey 2019 |  | 16.3 | [5 empty] | Yes |  | 1 |  |  | 16.3 | [8 empty] | Yes
101672 | SPN 261 | FALSE | FALSE | TRUE | FALSE | SPN LP 4. |  | Huntsville | ON | 45.327 | -79.217 | operating | [18 empty] | IESO Active Generation Contract List 3473 |  | 0.17 | [28 empty] | Yes
101673 | Bluewater Wind Farm | FALSE | FALSE | TRUE | FALSE | NextEra Energy Canada |  | Huron County | ON | 43.642 | -81.691 | operating | 2014 |  | 2017 | [15 empty] | CanWEA |  | 60 | [30 empty] | Yes
101674 | Goshen Wind Energy Centre | FALSE | FALSE | TRUE | FALSE | NextEra Energy Canada |  | Huron County | ON | 43.643 | -81.69 | operating | 2015 |  | 2017 | [15 empty] | CanWEA |  | 102.36 | [30 empty] | Yes
101675 | St. Columban Wind Project | FALSE | FALSE | TRUE | FALSE | Veresen Inc. |  | Huron East | ON | 43.633 | -81.283 | operating | 2015 |  | 2017 | [15 empty] | CanWEA |  | 33 | [30 empty] | Yes
101676 | GreenLife Solar 7 | FALSE | FALSE | TRUE | FALSE | GreenLife Solar Projects Inc. |  | Indian River | ON | 44.344 | -78.141 | operating | 2017 |  | 2017 | [15 empty] | IESO Active Generation Contract List 2154 |  | 0.5 | [28 empty] | Yes
101677 | SunEdison ON-11-0187 | FALSE | FALSE | TRUE | FALSE | SunEdison Canada Origination Health LP |  | Indian River | ON | 44.345 | -78.14 | operating | 2016 |  | 2017 | [15 empty] | IESO Active Generation Contract List 2339 |  | 0.5 | [28 empty] | Yes
101678 | (F11) Your Independent Grocer King Street West | FALSE | FALSE | TRUE | FALSE | Firelight Solar LP |  | Ingersoll | ON | 43.038 | -80.884 | operating | 2013 |  | 2017 | [15 empty] | IESO Active Generation Contract List 3682 |  | 0.135 | [28 empty] | Yes
101679 | 125 Samnah Cres 2 | FALSE | FALSE | TRUE | FALSE | 2356928 Ontario Inc. |  | Ingersoll | ON | 43.039 | -80.883 | operating | 2016 |  | 2017 | [15 empty] | IESO Active Generation Contract List 3452 |  | 0.175 | [28 empty] | Yes
101680 | 160 INGERSOLL STREET SOUTH ROOFTOP | FALSE | FALSE | TRUE | FALSE | Ontario Refrigerated Services Inc. |  | Ingersoll | ON | 43.04 | -80.882 | operating | 2013 |  | 2017 | [15 empty] | IESO Active Generation Contract List 2042 |  | 0.5 | [28 empty] | Yes
101681 | ORSINC 450 Rooftop | FALSE | FALSE | TRUE | FALSE | Ontario Refrigerated Services Inc. |  | Ingersoll | ON | 43.041 | -80.881 | operating | 2014 |  | 2017 | [15 empty] | IESO Active Generation Contract List 2240 |  | 0.5 | [28 empty] | Yes
101682 | RE Ingersoll 1 | FALSE | FALSE | TRUE | FALSE | Fiera Solar Ingersoll 1 LP |  | Ingersoll | ON | 43.042 | -80.88 | operating | 2014 |  | 2017 | [15 empty] | IESO Active Generation Contract List 2016 |  | 9.5 | [28 empty] | Yes
101683 | SPN 320 | FALSE | FALSE | TRUE | FALSE | SPN LP 7 |  | Ingersoll | ON | 43.043 | -80.879 | operating | 2016 |  | 2017 | [15 empty] | IESO Active Generation Contract List 3427 |  | 0.18 | [28 empty] | Yes
101684 | David Brown Solar Park | FALSE | FALSE | TRUE | FALSE | Saturn Power |  | Ingleside | ON | 44.999 | -74.99 | operating | 2014 |  | 2017 | [15 empty] | http://saturnpower.ca/solar-development |  | 10 | [28 empty] | Yes
101685 | SunE Bruining Solar | FALSE | FALSE | TRUE | FALSE | SunE South Stormont |  | Ingleside | ON | 45 | -74.989 | operating | 2014 |  | 2017 | [15 empty] | http://whiteconstruction.com/portfolio/item/bruining-solar/ |  | 10 | [28 empty] | Yes
101686 | SunE Rutley | FALSE | FALSE | TRUE | FALSE | SunE Rutley LP |  | Ingleside | ON | 45.001 | -74.988 | operating | 2014 |  | 2017 | [15 empty] | IESO Active Generation Contract List 2016 |  | 10 | [28 empty] | Yes
101687 | William Rutley Solar Park | FALSE | FALSE | TRUE | FALSE | TransCanada Corp. |  | Ingleside | ON | 45.002 | -74.987 | operating | 2012 |  | 2017 | [15 empty] | http://saturnpower.ca/solar-development |  | 10 |  | 12000 | [26 empty] | Yes
101688 | Nantyr Shores | FALSE | FALSE | TRUE | FALSE | Potentia Solar 5 LP |  | Innisfil | ON | 44.301 | -79.611 | operating | 2015 |  | 2017 | [15 empty] | IESO Active Generation Contract List 2910 |  | 0.25 | [28 empty] | Yes
101689 | 70 Foster | FALSE | FALSE | TRUE | FALSE | Rural Energy LP |  | Inverary | ON | 44.389 | -76.473 | operating | 2015 |  | 2017 | [15 empty] | IESO Active Generation Contract List 2071 |  | 0.5 | [28 empty] | Yes
101690 | Iroquois Falls Generating Station | FALSE | FALSE | TRUE | FALSE | H2O Power LP |  | Iroquois Falls | ON | 48.768 | -80.673 | operating | 1914 |  | 2017 | 322 | [14 empty] | Statistics Canada. Electric Power Generating Stations, 2000. |  | 29 |  | 140000 | [27 empty] | Yes
101691 | Iroquois Falls Power Corp. | TRUE | FALSE | FALSE | FALSE | Northland Power Inc. |  | Iroquois Falls | ON | 48.769 | -80.672 | operating | 1997 |  | 2015 | 221 | 4904 | [13 empty] | CEEDC Cogen survey 2019 | [16 empty] | Yes | [9 empty] | Yes | [7 empty] | 6237226
101692 | Twin Falls Generating Station | FALSE | FALSE | TRUE | FALSE | H2O Power LP |  | Iroquois Falls | ON | 48.77 | -80.671 | operating | 1922 |  | 2017 | 322 | [14 empty] | Statistics Canada. Electric Power Generating Stations, 2000. |  | 27.463 |  | 143250 | [27 empty] | Yes
101693 | Bayview Flowers Solar | FALSE | FALSE | TRUE | FALSE | Bayview Greenhouses (Jordan Station) Inc. |  | Jordan Station | ON | 43.162 | -79.36 | operating | 2013 |  | 2017 | [15 empty] | IESO Active Generation Contract List 2783 |  | 0.25 | [28 empty] | Yes
101694 | Kagawong | FALSE | FALSE | TRUE | FALSE | Sandpiper Kagawong Inc. |  | Kagawong River | ON | 45.901 | -82.255 | operating | 1999 |  | 2017 | 221 | [14 empty] | Statistics Canada. Electric Power Generating Stations, 2000. |  | 0.75 | [29 empty] | Yes
101696 | Kakabeka Falls | FALSE | FALSE | TRUE | FALSE | Ontario Power Generation Inc. |  | Kaministiquia River | ON | 48.363 | -89.434 | operating | 1906 |  | 2017 | 221 | [14 empty] | http://www.opg.com/generating-power/hydro/northwest-ontario/Pages/kakabeka-station.aspx |  | 25 | [29 empty] | Yes
101697 | Silver Falls Generating Station | FALSE | FALSE | TRUE | FALSE | Ontario Power Generation Inc. |  | Kaministikwia River | ON | 48.364 | -89.433 | operating | 1959 |  | 2017 | 221 | [14 empty] | http://www.opg.com/generating-power/hydro/northwest-ontario/Pages/silver-falls-station.aspx |  | 48 | [29 empty] | Yes
101698 | Kap Solar Park | FALSE | FALSE | TRUE | FALSE | New OSPVF 7 LP |  | Kapuskasing | ON | 49.38 | -82.4 | operating | 2014 |  | 2017 | [15 empty] | IESO Active Generation Contract List 2025 |  | 6 | [28 empty] | Yes
101699 | Tembec Industries, Spruce Falls | TRUE | FALSE | FALSE | FALSE | Chapleau Cogeneration Ltd. |  | Kapuskasing | ON | 49.381 | -82.399 | operating | 2000 |  | 2015 | 322 | [14 empty] | CEEDC Cogen survey 2019 |  | 30 |  |  |  | 0.15 |  | Yes |  | 2 | BPSTE |  | 30 | [8 empty] | Yes
101700 | Kapuskasing Hydro | FALSE | FALSE | TRUE | FALSE | Spruce Falls Power and Paper Company |  | Kapuskasing | ON | 49.382 | -82.398 | operating | 1923 |  | 2017 | 221 | [14 empty] | Statistics Canada. Electric Power Generating Stations, 2000. |  | 2.75 | [29 empty] | Yes
101701 | Cranberry Creek Farms | FALSE | FALSE | TRUE | FALSE | 7251572 Canada Ltd. |  | Kars | ON | 45.161 | -75.599 | operating | 2016 |  | 2017 | [15 empty] | IESO Active Generation Contract List 2485 |  | 0.35 | [28 empty] | Yes
101702 | Glenarm 1 | FALSE | FALSE | TRUE | FALSE | DSI Glenarm LP |  | Kawartha Lakes | ON | 44.534 | -78.901 | operating | 2014 |  | 2017 | [15 empty] | IESO Active Generation Contract List 2016 |  | 10 | [28 empty] | Yes
101703 | Goodlight Solar Facility | FALSE | FALSE | TRUE | FALSE | GoodLight LP |  | Kawartha Lakes | ON | 44.535 | -78.9 | operating | 2014 |  | 2017 | [15 empty] | http://www.bluearthrenewables.com/portfolio/goodlight-solar-facility/ |  | 10 | [28 empty] | Yes
101704 | Lindsay A Solar Farm | FALSE | FALSE | TRUE | FALSE | Pine Point Farms Ltd. |  | Kawartha Lakes | ON | 44.536 | -78.899 | operating | 2013 |  | 2017 | [15 empty] | IESO Active Generation Contract List 2858 |  | 0.25 | [28 empty] | Yes
101705 | Lindsay B Solar Farm | FALSE | FALSE | TRUE | FALSE | PowerStream Inc. |  | Kawartha Lakes | ON | 44.537 | -78.898 | operating | 2013 |  | 2017 | [15 empty] | IESO Active Generation Contract List 2793 |  | 0.25 | [28 empty] | Yes
101707 | Snowy Ridge Wind Park | FALSE | FALSE | TRUE | FALSE | Capstone Infrastructure |  | Kawartha Lakes | ON | 44.538 | -78.897 | operating | 2016 |  | 2017 | [15 empty] | http://www.capstoneinfrastructure.com/OurBusiness/PowerInfrastructure/PowerInfrastructureInDevelopment/Wind/SnowyRidge |  | 10 | [30 empty] | Yes
101709 | Filmore_10021006 | FALSE | FALSE | TRUE | FALSE | Martin Scott Filmore |  | Kearney | ON | 45.556 | -79.224 | operating | 2016 |  | 2017 | [15 empty] | IESO Active Generation Contract List 3058 |  | 0.25 | [28 empty] | Yes
101710 | Gordon Wood and Melanie Wood | FALSE | FALSE | TRUE | FALSE | Gordon Wood | Melanie Wood | Keene | ON | 44.24 | -78.162 | operating | 2016 |  | 2017 | [15 empty] | IESO Active Generation Contract List 3009 |  | 0.25 | [28 empty] | Yes
101711 | Otonabee-South Monaghan Arena | FALSE | FALSE | TRUE | FALSE | Peterborough Solar Projects Corp. |  | Keene | ON | 44.241 | -78.161 | operating | 2016 |  | 2017 | [15 empty] | IESO Active Generation Contract List 3015 |  | 0.25 | [28 empty] | Yes
101712 | Kemptville Storage | FALSE | FALSE | TRUE | FALSE | 7251572 Canada Ltd. |  | Kemptville | ON | 45.016 | -75.646 | operating | 2016 | [17 empty] | IESO Active Generation Contract List 3410 |  | 0.185 | [28 empty] | Yes
101713 | #204 1229 Highway 17, Kenora | FALSE | FALSE | TRUE | FALSE | AMP1 |  | Kenora | ON | 49.767 | -94.489 | operating | 2013 |  | 2017 | [15 empty] | IESO Active Generation Contract List 3196 |  | 0.225 | [28 empty] | Yes
101714 | Kenora Generating Station | FALSE | FALSE | TRUE | FALSE | H2O Power LP |  | Kenora | ON | 49.768 | -94.488 | operating | 1906 |  | 2017 | 322 | [14 empty] | Statistics Canada. Electric Power Generating Stations, 2000. |  | 6 |  | 27400 | [27 empty] | Yes
101715 | Norman Generating Station | FALSE | FALSE | TRUE | FALSE | H2O Power LP |  | Kenora | ON | 49.769 | -94.487 | operating | 1898 |  | 2017 | 322 | [14 empty] | http://www.h2opower.ca/locations/norman/ |  | 13.5 |  | 62500 | [27 empty] | Yes
101716 | Intech number 2 - N0P 1V0 | FALSE | FALSE | TRUE | FALSE | Intech Clean Energy Inc. |  | Kent Bridge | ON | 42.515 | -82.073 | operating | 2015 |  | 2017 | [15 empty] | IESO Active Generation Contract List 2176 |  | 0.5 | [28 empty] | Yes
101717 | KER-28453 Kerwood | FALSE | FALSE | TRUE | FALSE | GSC RP5 LP |  | Kerwood | ON | 42.945 | -81.744 | operating | 2015 |  | 2017 | [15 empty] | IESO Active Generation Contract List 2190 |  | 0.5 | [28 empty] | Yes
101718 | QPA Grd 169 Coop | FALSE | FALSE | TRUE | FALSE | QS4 2012 LP |  | Kerwood | ON | 42.946 | -81.743 | operating | 2017 |  | 2017 | [15 empty] | IESO Active Generation Contract List 2268 |  | 0.5 | [28 empty] | Yes
101719 | Icarus 250kW Keswick | FALSE | FALSE | TRUE | FALSE | Icarus Whitesand Solar LP |  | Keswick | ON | 44.227 | -79.454 | operating | 2015 |  | 2017 | [15 empty] | IESO Active Generation Contract List 2921 |  | 0.25 | [28 empty] | Yes
101720 | Armow Wind | FALSE | FALSE | TRUE | FALSE | Pattern Energy | Sasmsung Renewable Energy Inc. | Kincardine | ON | 44.276 | -81.56 | operating | 2015 |  | 2017 | [15 empty] | CanWEA |  | 179 | [30 empty] | Yes
101721 | Cruickshank Wind Farm | FALSE | FALSE | TRUE | FALSE | Enbridge Renewable Energy Infrastructure LP |  | Kincardine | ON | 44.277 | -81.559 | operating | 2008 |  | 2017 | 221 | [14 empty] | CanWEA |  | 8.25 | [30 empty] | Yes
101722 | Underwood Wind Farm | FALSE | FALSE | TRUE | FALSE | Enbridge Renewable Energy Infrastructure LP |  | Kincardine | ON | 44.278 | -81.558 | operating | 2008 |  | 2017 | [15 empty] | https://en.wikipedia.org/wiki/Underwood_Wind_Farm |  | 181.5 |  | 378734 | [28 empty] | Yes
101724 | Weber Solar | FALSE | FALSE | TRUE | FALSE | 2450346 Ontario Ltd. |  | Kincardine | ON | 44.279 | -81.557 | operating | 2015 |  | 2017 | [15 empty] | IESO Active Generation Contract List 2913 |  | 0.25 | [28 empty] | Yes
101725 | Kinghaven Solarworks | FALSE | FALSE | TRUE | FALSE | David Willmot o/a Kinghaven Farms |  | King City | ON | 43.929 | -79.528 | operating | 2012 | [17 empty] | IESO Active Generation Contract List 3363 |  | 0.199 | [28 empty] | Yes
101726 | Villanova College Solar | FALSE | FALSE | TRUE | FALSE | St.Thomas of Villanova Catholic School |  | King City | ON | 43.93 | -79.527 | operating | 2015 |  | 2017 | [15 empty] | IESO Active Generation Contract List 2933 |  | 0.25 | [28 empty] | Yes
101727 | 1484 Centennial Drive | FALSE | FALSE | TRUE | FALSE | Kingston Solar ULC |  | Kingston | ON | 44.231 | -76.486 | operating | 2014 |  | 2017 | [15 empty] | IESO Active Generation Contract List 2690 |  | 0.25 | [28 empty] | Yes
101728 | 698 MacKay Street | FALSE | FALSE | TRUE | FALSE | Jay Patry Enterprises Inc. |  | Kingston | ON | 44.232 | -76.485 | operating | 2015 |  | 2017 | [15 empty] | IESO Active Generation Contract List 2678 |  | 0.25 | [28 empty] | Yes
101729 | 85 Lappan's Lane Utilities Kingston Garage | FALSE | FALSE | TRUE | FALSE | City of Kingston |  | Kingston | ON | 44.233 | -76.484 | operating | 2013 |  | 2017 | [15 empty] | IESO Active Generation Contract List 3280 |  | 0.2 | [28 empty] | Yes
101730 | Bayridge North Elementary School | FALSE | FALSE | TRUE | FALSE | Bayridge Public School |  | Kingston | ON | 44.234 | -76.483 | operating | 1992 |  |  | 6111 | [14 empty] | Gino Di Rezze, Groundheat, 905-737-6851 | [23 empty] | Yes
101731 | CFB Kingston | FALSE | TRUE | FALSE | FALSE | Department of National Defense |  | Kingston | ON | 44.235 | -76.482 | operating | 1954 |  | 2017 | 9111 |  |  | Large | [10 empty] | Yes | CEEDC DE Survey 2019 | http://s3.amazonaws.com/zanran_storage/cdea.ca/ContentPages/43936118.pdf | [15 empty] | Yes |  | Yes | [37 empty] | Yes | No | No |  |  |  | 2817675.18 | [8 empty] | No |  |  | 46.89
101732 | Crescent Towers | FALSE | FALSE | TRUE | FALSE |  |  | Kingston | ON | 44.236 | -76.481 | operating |  |  |  | 814 | [14 empty] | WaterFurnace International, 800-222-5667 | [23 empty] | Yes
101733 | EEDI KI2 | FALSE | FALSE | TRUE | FALSE | EEDI and TREC Solarshare No 1 LP |  | Kingston | ON | 44.237 | -76.48 | operating | 2016 |  | 2017 | [15 empty] | IESO Active Generation Contract List 2126 |  | 0.5 | [28 empty] | Yes
101734 | Frontenac County Elemenatary School | FALSE | FALSE | TRUE | FALSE |  |  | Kingston | ON | 44.238 | -76.479 | operating | 1990 |  |  | 6111 | [14 empty] | Manny Brandao, 613-544-6920 | [23 empty] | Yes
101735 | Kingston Solar Project | FALSE | FALSE | TRUE | FALSE | Samsung Renewable Energy |  | Kingston | ON | 44.239 | -76.478 | operating | 2015 |  | 2017 | [15 empty] | https://www.cclgroup.com/cclinfrastructure/en/home/our-investments-main/cc-l-infrastructure-investments/energy-infrastructure/kingston-solar-project |  | 100 | [28 empty] | Yes
101736 | KRHL Rooftop Solar PV Project | FALSE | FALSE | TRUE | FALSE | Kingston Regional Hospital Laundry Incorporated |  | Kingston | ON | 44.24 | -76.477 | operating | 2014 | [17 empty] | IESO Active Generation Contract List 3693 |  | 0.135 | [28 empty] | Yes
101737 | Napanee TS Taylor Kidd | FALSE | FALSE | TRUE | FALSE | SunE Taylor Kidd LP |  | Kingston | ON | 44.241 | -76.476 | operating | 2014 |  | 2017 | [15 empty] | http://www.pennenergyrenewables.com/solar-farms-ontario.html |  | 10 | [28 empty] | Yes
101738 | Norsecan Solar | FALSE | FALSE | TRUE | FALSE | Fovere Glenbarra Energy Fund II LP |  | Kingston | ON | 44.242 | -76.475 | operating | 2012 |  | 2017 | [15 empty] | IESO Active Generation Contract List 2562 |  | 0.25 | [28 empty] | Yes
101739 | SPN 032 | FALSE | FALSE | TRUE | FALSE | SPN LP 4 |  | Kingston | ON | 44.243 | -76.474 | operating | 2016 |  | 2017 | [15 empty] | IESO Active Generation Contract List 2946 |  | 0.25 | [28 empty] | Yes
101740 | SPN 305 | FALSE | FALSE | TRUE | FALSE | SPN LP 7 |  | Kingston | ON | 44.244 | -76.473 | operating | 2016 |  | 2017 | [15 empty] | IESO Active Generation Contract List 3502 |  | 0.16 | [28 empty] | Yes
101741 | SPN 349 | FALSE | FALSE | TRUE | FALSE | SPN LP 4 |  | Kingston | ON | 44.245 | -76.472 | operating | 2016 |  | 2017 | [15 empty] | IESO Active Generation Contract List 3353 |  | 0.2 | [28 empty] | Yes
101742 | St. Lawrence College Solar PV - Kingston Campus | FALSE | FALSE | TRUE | FALSE | The St. Lawrence College of Applied Arts and Technology |  | Kingston | ON | 44.246 | -76.471 | operating | 2012 |  | 2017 | [15 empty] | IESO Active Generation Contract List 2584 |  | 0.25 | [28 empty] | Yes
101743 | Queen's University | TRUE | TRUE | FALSE | FALSE | Queen's University |  | Kingston | ON | 44.247 | -76.47 | operating | 1930 |  | 2014 | 221 |  |  | large | Yes | Yes |  |  |  |  | Yes |  |  |  |  | CEEDC Cogen survey 2019 |  | 14 | 45.7 |  | 70500 |  |  |  |  | 2 | SCGT |  | 14 | 45.7 |  | 70500 | Yes | [39 empty] | Yes | No | No | 100 |  |  | 75320 |  |  | 32800 |  |  | Yes | [5 empty] | 45.7 |  |  | 70500
101744 | 100 MALDEN RD | FALSE | FALSE | TRUE | FALSE | Ergenocan Investments Inc. |  | Kingsville | ON | 42.036 | -82.739 | operating | 2013 |  | 2017 | [15 empty] | IESO Active Generation Contract List 3182 |  | 0.23 | [28 empty] | Yes
101745 | DeLellis Farms roof | FALSE | FALSE | TRUE | FALSE | De Lellis Farms Limited |  | Kingsville | ON | 42.037 | -82.738 | operating | 2012 | [17 empty] | IESO Active Generation Contract List 3136 |  | 0.249 | [28 empty] | Yes
101746 | Domric International Ltd. | FALSE | FALSE | TRUE | FALSE | Domric International Ltd. |  | Kingsville | ON | 42.038 | -82.737 | operating | 2014 | [17 empty] | IESO Active Generation Contract List 3266 |  | 0.2 | [28 empty] | Yes
101747 | GE048 | FALSE | FALSE | TRUE | FALSE | Reliant First Nation Limited Partnership |  | Kingsville | ON | 42.039 | -82.736 | operating | [18 empty] | IESO Active Generation Contract List 3218 |  | 0.22 | [28 empty] | Yes
101748 | GE049 | FALSE | FALSE | TRUE | FALSE | Reliant First Nation Limited Partnership |  | Kingsville | ON | 42.04 | -82.735 | operating | [18 empty] | IESO Active Generation Contract List 3634 |  | 0.145 | [28 empty] | Yes
101749 | GE067 | FALSE | FALSE | TRUE | FALSE | Reliant First Nation Limited Partnership |  | Kingsville | ON | 42.041 | -82.734 | operating | [18 empty] | IESO Active Generation Contract List 2974 |  | 0.25 | [28 empty] | Yes
101750 | Gosfield Wind Facility | FALSE | FALSE | TRUE | FALSE | Brookfield Renewable Power Inc. |  | Kingsville | ON | 42.042 | -82.733 | operating | 2010 |  | 2017 | 2211 | [14 empty] | CanWEA |  | 50.6 |  | 114699 | [28 empty] | Yes
101751 | Grand 250 | FALSE | FALSE | TRUE | FALSE | Green Grorganics Inc. II |  | Kingsville | ON | 42.043 | -82.732 | operating | 2013 | [17 empty] | IESO Active Generation Contract List 3382 |  | 0.19 | [28 empty] | Yes
101752 | Great Northern Tri-Gen Facility | TRUE | FALSE | FALSE | FALSE | Soave Enterprises |  | Kingsville | ON | 42.044 | -82.731 | operating | 2009 |  | 2015 | 444 | [14 empty] | CEEDC Cogen survey 2019 |  | 12 | 12.8 | 9600 | 10240 |  |  | Yes | 800 | 4 | GE |  | 12 | 12.8 | 9600 | 10240 | Yes
101753 | Kingsville Plastics 2 | FALSE | FALSE | TRUE | FALSE | Southwestern Alternative Energy Producers Inc. |  | Kingsville | ON | 42.045 | -82.73 | operating | 2014 |  | 2017 | [15 empty] | IESO Active Generation Contract List 2406 |  | 0.4494 | [28 empty] | Yes
101754 | Pelee Island Winery | FALSE | FALSE | TRUE | FALSE | Pelee Island Winery & Vineyards Inc. |  | Kingsville | ON | 42.046 | -82.729 | operating | 2013 |  | 2017 | [15 empty] | IESO Active Generation Contract List 2857 |  | 0.25 | [28 empty] | Yes
101755 | Wigle Ave Solar | FALSE | FALSE | TRUE | FALSE | Truax Canada | 1552842 Ontario Ltd. | Kingsville | ON | 42.047 | -82.728 | operating | 2014 |  | 2017 | [15 empty] | IESO Active Generation Contract List 2639 |  | 0.25 | [28 empty] | Yes
101756 | Fire Hall | FALSE | FALSE | TRUE | FALSE |  |  | Kirkfield | ON | 44.563 | -78.98 | operating |  |  |  | 913 | [14 empty] | WaterFurnace International, 800-222-5667 | [23 empty] | Yes
101757 | Kirkland Lake #1 | FALSE | FALSE | TRUE | FALSE | The Town of Kirkland Lake Solar Inc. |  | Kirkland Lake | ON | 48.15 | -80.032 | operating | 2017 |  | 2017 | [15 empty] | IESO Active Generation Contract List 2191 |  | 0.5 | [28 empty] | Yes
101758 | Kirkland Lake #2 | FALSE | FALSE | TRUE | FALSE | The Town of Kirkland Lake Solar Inc. |  | Kirkland Lake | ON | 48.151 | -80.031 | operating | 2017 |  | 2017 | [15 empty] | IESO Active Generation Contract List 2192 |  | 0.5 | [28 empty] | Yes
101759 | Kirkland Lake #3 | FALSE | FALSE | TRUE | FALSE | The Town of Kirkland Lake Solar Inc. |  | Kirkland Lake | ON | 48.152 | -80.03 | operating | 2017 |  | 2017 | [15 empty] | IESO Active Generation Contract List 2193 |  | 0.5 | [28 empty] | Yes
101760 | Gardiner Farms | TRUE | FALSE | TRUE | TRUE | Ben Gardiner |  | Kirkton | ON | 43.324 | -81.314 | operating | 2011 |  | 2018 | 111 | [14 empty] | CEEDC Cogen survey 2019 | http://www.chfourbiogas.com/gardiner-farms.html | 0.25 | [5 empty] | Yes |  | 2 | GE |  | 0.25 | [7 empty] | Yes | [7 empty] | Yes | [25 empty] | BIOG
101761 | (C55) Zehrs Weber Street East | FALSE | FALSE | TRUE | FALSE | Firelight Solar LP |  | Kitchener | ON | 43.45 | -80.483 | operating | 2014 |  | 2017 | [15 empty] | IESO Active Generation Contract List 3678 |  | 0.135 | [28 empty] | Yes
101762 | (C73) Real Canadian Superstore Highland Road West | FALSE | FALSE | TRUE | FALSE | Firelight Solar LP |  | Kitchener | ON | 43.451 | -80.482 | operating | 2013 |  | 2017 | [15 empty] | IESO Active Generation Contract List 2872 |  | 0.25 | [28 empty] | Yes
101763 | 100 Washburn Drive | FALSE | FALSE | TRUE | FALSE | 1090504 Ontario Ltd. |  | Kitchener | ON | 43.452 | -80.481 | operating | 2012 |  | 2017 | [15 empty] | IESO Active Generation Contract List 2579 |  | 0.25 | [28 empty] | Yes
101764 | 176 Hayward Avenue | FALSE | FALSE | TRUE | FALSE | Potentia (000225 - 176 Hayward) LP |  | Kitchener | ON | 43.453 | -80.48 | operating | 2013 |  | 2017 | [15 empty] | IESO Active Generation Contract List 2874 |  | 0.25 | [28 empty] | Yes
101765 | 192WestburneKitch15 | FALSE | FALSE | TRUE | FALSE | Solar Income Fund LP (#5) |  | Kitchener | ON | 43.454 | -80.479 | operating | 2015 |  | 2017 | [15 empty] | IESO Active Generation Contract List 2904 |  | 0.25 | [28 empty] | Yes
101766 | 2300 Shirley Drive | FALSE | FALSE | TRUE | FALSE | 2240051 Ontario Inc. |  | Kitchener | ON | 43.455 | -80.478 | operating | 2014 |  | 2017 | [15 empty] | IESO Active Generation Contract List 2660 |  | 0.25 | [28 empty] | Yes
101767 | 329 Stirling Avenue South RT | FALSE | FALSE | TRUE | FALSE | BrightRoof Solar LP |  | Kitchener | ON | 43.456 | -80.477 | operating | 2013 |  | 2017 | [15 empty] | IESO Active Generation Contract List 3276 |  | 0.2 | [28 empty] | Yes
101768 | 4220 King Street | FALSE | FALSE | TRUE | FALSE | Heffner Investments Ltd. |  | Kitchener | ON | 43.457 | -80.476 | operating | 2014 |  | 2017 | [15 empty] | IESO Active Generation Contract List 3418 |  | 0.18 | [28 empty] | Yes
101769 | 50 Kent Ave (MCCO) | FALSE | FALSE | TRUE | FALSE | CEDC MCCO SUNSHARE JV |  | Kitchener | ON | 43.458 | -80.475 | operating | 2016 |  | 2017 | [15 empty] | IESO Active Generation Contract List 3339 |  | 0.2 | [28 empty] | Yes
101770 | 500bingemans | FALSE | FALSE | TRUE | FALSE | GSC RP6 LP |  | Kitchener | ON | 43.459 | -80.474 | operating | 2014 |  | 2017 | [15 empty] | IESO Active Generation Contract List 3727 |  | 0.13 | [28 empty] | Yes
101771 | 52mcintyre | FALSE | FALSE | TRUE | FALSE | GSC RP6 LP |  | Kitchener | ON | 43.46 | -80.473 | operating | 2015 |  | 2017 | [15 empty] | IESO Active Generation Contract List 3489 |  | 0.16 | [28 empty] | Yes
101772 | 560 Bingemans Center Drive RT | FALSE | FALSE | TRUE | FALSE | JCM Solar GP1 Ltd. |  | Kitchener | ON | 43.461 | -80.472 | operating | 2015 |  | 2017 | [15 empty] | IESO Active Generation Contract List 3383 |  | 0.19 | [28 empty] | Yes
101773 | A10-50 Ottawa | FALSE | FALSE | TRUE | FALSE | OZZ (OSDI) LP |  | Kitchener | ON | 43.462 | -80.471 | operating | 2015 |  | 2017 | [15 empty] | IESO Active Generation Contract List 2761 |  | 0.25 | [28 empty] | Yes
101774 | A11-235 Ardelt | FALSE | FALSE | TRUE | FALSE | Woodhouse Investments Inc. |  | Kitchener | ON | 43.463 | -80.47 | operating | 2013 |  | 2017 | [15 empty] | IESO Active Generation Contract List 3298 |  | 0.2 | [28 empty] | Yes
101775 | Blessed Kateri Catholic Elementary School | FALSE | FALSE | TRUE | FALSE | Potentia Solar 6 LP |  | Kitchener | ON | 43.464 | -80.469 | operating | 2015 |  | 2017 | [15 empty] | IESO Active Generation Contract List 3780 |  | 0.12 | [28 empty] | Yes
101776 | Braun's Bicycle Store | FALSE | FALSE | TRUE | FALSE | Braun's Bicycle Store |  | Kitchener | ON | 43.465 | -80.468 | operating | 1985 |  |  | 451 | [14 empty] | http://www.geoexchange.org/commercial/case.htm see also http://www.geo-exchange.ca/en/geosuccessstories.html | [23 empty] | Yes
101777 | Canada Trust | TRUE | FALSE | FALSE | FALSE |  |  | Kitchener | ON | 43.466 | -80.467 | decom | 1992 |  | 2015 | 522 | [14 empty] | CEEDC Cogen survey 2019 |  | 0.25 | [5 empty] | Yes |  | 1 | GE |  | 0.25
101778 | Consolidated Maintenance facility Solar Roof | FALSE | FALSE | TRUE | FALSE | Kitchener Generation Corp. |  | Kitchener | ON | 43.467 | -80.466 | operating | 2011 |  | 2017 | [15 empty] | IESO Active Generation Contract List 2114 |  | 0.5 | [28 empty] | Yes
101779 | FFS-K 001PV | FALSE | FALSE | TRUE | FALSE | Flanagan Foodservice Inc. |  | Kitchener | ON | 43.468 | -80.465 | operating | 2011 |  | 2017 | [15 empty] | IESO Active Generation Contract List 2636 |  | 0.25 | [28 empty] | Yes
101780 | H06-100 GATEWAY | FALSE | FALSE | TRUE | FALSE | MOM I LP |  | Kitchener | ON | 43.469 | -80.464 | operating | 2014 |  | 2017 | [15 empty] | IESO Active Generation Contract List 2710 |  | 0.25 | [28 empty] | Yes
101781 | H06-1450 OTTAWA | FALSE | FALSE | TRUE | FALSE | MOM II LP |  | Kitchener | ON | 43.47 | -80.463 | operating | 2014 |  | 2017 | [15 empty] | IESO Active Generation Contract List 2794 |  | 0.25 | [28 empty] | Yes
101782 | Kuntz Electroplating Inc. | TRUE | FALSE | FALSE | FALSE | Kuntz Electroplating |  | Kitchener | ON | 43.471 | -80.462 | planned | 1997 |  | 2015 | 332 | [14 empty] | CEEDC Cogen survey 2019 |  | 4.075 | 5.196 | 30000 | 38250 | 0.66 | 0.01 | No |  | 5 | GE |  | 4.075 | 5.196 | 30000 | 38250 | Yes | [17 empty] | 302400
101783 | Pope John Paul II Catholic Elementary School | FALSE | FALSE | TRUE | FALSE | POTENTIA SOLAR 6 LIMITED PARTNERSHIP |  | Kitchener | ON | 43.472 | -80.461 | operating | 2015 | [17 empty] | IESO Active Generation Contract List 3800 |  | 0.116 | [28 empty] | Yes
101784 | Resurrection Catholic High School | FALSE | FALSE | TRUE | FALSE | Potentia Solar 6 LP |  | Kitchener | ON | 43.473 | -80.46 | operating | 2015 |  | 2017 | [15 empty] | IESO Active Generation Contract List 2941 |  | 0.25 | [28 empty] | Yes
101785 | ROW - 1990 Ottawa Street | FALSE | FALSE | TRUE | FALSE | The Regional Municipality of Waterloo |  | Kitchener | ON | 43.474 | -80.459 | operating | 2014 | [17 empty] | IESO Active Generation Contract List 3380 |  | 0.19 | [28 empty] | Yes
101786 | SPN 186 | FALSE | FALSE | TRUE | FALSE | SPN LP 4 |  | Kitchener | ON | 43.475 | -80.458 | operating | 2016 |  | 2017 | [15 empty] | IESO Active Generation Contract List 3655 |  | 0.14 | [28 empty] | Yes
101787 | SPN 225 | FALSE | FALSE | TRUE | FALSE | SPN LP 4 |  | Kitchener | ON | 43.476 | -80.457 | operating | 2016 |  | 2017 | [15 empty] | IESO Active Generation Contract List 2955 |  | 0.25 | [28 empty] | Yes
101788 | St. Mary's Catholic High School | FALSE | FALSE | TRUE | FALSE | Potentia Solar 6 LP |  | Kitchener | ON | 43.477 | -80.456 | operating | 2015 |  | 2017 | [15 empty] | IESO Active Generation Contract List 2895 |  | 0.25 | [28 empty] | Yes
101789 | Wal-mart Store #1111 | FALSE | FALSE | TRUE | FALSE | Wal-mart Canada Corp. |  | Kitchener | ON | 43.478 | -80.455 | operating | 2012 |  | 2017 | [15 empty] | IESO Active Generation Contract List 2754 |  | 0.25 | [28 empty] | Yes
101790 | L01-8800 Huntington | FALSE | FALSE | TRUE | FALSE | Longo Power Generation Inc. |  | Kleinburg | ON | 43.839 | -79.624 | operating | 2011 |  | 2017 | [15 empty] | IESO Active Generation Contract List 2741 |  | 0.25 | [28 empty] | Yes
101791 | Komoka Wellness & Recreation Centre | FALSE | FALSE | TRUE | FALSE | Municipality of Middlesex Centre |  | Komoka | ON | 42.948 | -81.436 | operating | 2011 |  | 2017 | [15 empty] | IESO Active Generation Contract List 2828 |  | 0.25 | [28 empty] | Yes
101792 | East Lake St. Clair Wind | FALSE | FALSE | TRUE | FALSE | Engie Energy International |  | Lake St. Clair | ON | 42.436 | -82.692 | operating | 2013 |  | 2017 | 2211 | [14 empty] | CanWEA |  | 99 | [30 empty] | Yes
101793 | Clergue | FALSE | FALSE | TRUE | FALSE | Brookfield Renewable Power Inc. |  | Sault Ste. Marie | ON | 46.5 | -84.347 | operating | 1983 |  | 2017 | 221 | [14 empty] | https://renewableops.brookfield.com/en/Presence/Global-Presence |  | 52.2 |  | 232000 | [27 empty] | Yes
101794 | GreenLife Solar 17 | FALSE | FALSE | TRUE | FALSE | GreenLife Solar Projects Inc. |  | Lakefield | ON | 44.423 | -78.354 | operating | 2017 |  | 2017 | [15 empty] | IESO Active Generation Contract List 2147 |  | 0.5 | [28 empty] | Yes
101796 | Comber East & West | FALSE | FALSE | TRUE | FALSE | Brookfield Renewable Power Inc. |  | Lakeshore | ON | 42.25 | -82.683 | operating | 2011 |  | 2017 | 2211 | [14 empty] | CanWEA |  | 165.6 |  | 287391 | [28 empty] | Yes
101798 | Cedar Point Wind Power Project | FALSE | FALSE | TRUE | FALSE | NextEra Energy Canada |  | Lambton County | ON | 43.053 | -82.041 | operating | 2015 |  | 2017 | [15 empty] | CanWEA |  | 100 | [30 empty] | Yes
101799 | Jericho Wind Energy Centre | FALSE | FALSE | TRUE | FALSE | NextEra Energy Canada |  | Lambton County | ON | 43.054 | -82.04 | operating | 2014 |  | 2017 | [15 empty] | CanWEA |  | 149.04 | [30 empty] | Yes
101800 | Proof Line wind farm | FALSE | FALSE | TRUE | FALSE | Sky Generation |  | Lambton Shores | ON | 43.22 | -81.867 | operating | 2009 |  | 2017 | 2211 | [14 empty] | CanWEA |  | 6.6 | [30 empty] | Yes
101801 | Ravenswood Wind Farm | FALSE | FALSE | TRUE | FALSE | Sky Generation |  | Lambton Shores | ON | 43.221 | -81.866 | operating | 2008 |  | 2017 | 221119 | [14 empty] | CanWEA |  | 9.9 |  | 26000 | [28 empty] | Yes
101802 | Wheeler_10020842v4 | FALSE | FALSE | TRUE | FALSE | Joshua Earl William Wheeler | Jennifer Ann Wheeler | Lanark | ON | 45.008 | -76.359 | operating | 2016 |  | 2017 | [15 empty] | IESO Active Generation Contract List 2953 |  | 0.25 | [28 empty] | Yes
101803 | GEDSB Valley Heights Secondary | FALSE | FALSE | TRUE | FALSE | Ameresco GEDSB Solar Inc. |  | Langton | ON | 42.742 | -80.578 | operating | 2012 | [17 empty] | IESO Active Generation Contract List 3365 |  | 0.19734 | [28 empty] | Yes
101804 | Latchford Dam | FALSE | FALSE | TRUE | FALSE | The Water Power Group of Companies Inc. |  | Latchford | ON | 47.33 | -79.811 | operating | 2016 |  | 2017 | [15 empty] | IESO Active Generation Contract List 2016 |  | 1.257 | [29 empty] | Yes
101805 | (C24) Real Canadian Superstore Talbot Street East | FALSE | FALSE | TRUE | FALSE | Firelight Solar LP |  | Leamington | ON | 42.053 | -82.6 | operating | 2013 |  | 2017 | [15 empty] | IESO Active Generation Contract List 2767 |  | 0.25 | [28 empty] | Yes
101806 | Full Gospel Tabernacle Church | FALSE | FALSE | TRUE | FALSE | Full Gospel Tabernacle Church |  | Leamington | ON | 42.054 | -82.599 | operating | 1985 |  |  | 813 | [14 empty] | WaterFurnace International, 800-222-5667 | [23 empty] | Yes
101807 | GE045A | FALSE | FALSE | TRUE | FALSE | Reliant First Nation Limited Partnership |  | Leamington | ON | 42.055 | -82.598 | operating | [18 empty] | IESO Active Generation Contract List 3594 |  | 0.15 | [28 empty] | Yes
101808 | GE050 | FALSE | FALSE | TRUE | FALSE | Reliant First Nation Limited Partnership |  | Leamington | ON | 42.056 | -82.597 | operating | [18 empty] | IESO Active Generation Contract List 3633 |  | 0.146 | [28 empty] | Yes
101809 | GE060 | FALSE | FALSE | TRUE | FALSE | Reliant First Nation Limited Partnership |  | Leamington | ON | 42.057 | -82.596 | operating | [18 empty] | IESO Active Generation Contract List 3194 |  | 0.226 | [28 empty] | Yes
101810 | Heinz Leamington Facility | TRUE | FALSE | FALSE | FALSE | H.J. Heinz Co.of Canada Ltd. |  | Leamington | ON | 42.058 | -82.595 | operating | 1990 |  | 2015 | 311 | 10089 | [13 empty] | CEEDC Cogen survey 2019 |  | 8.6 | 12.38 | 54000 | 77700 |  |  | Yes | 8000 | 2 | SCGT |  | 8.6 | 12.38 | 54000 | 77700 | Yes | [17 empty] | 784728
101811 | Heritage Village | FALSE | FALSE | TRUE | FALSE |  |  | Leamington | ON | 42.059 | -82.594 | operating |  |  |  | 712 | [14 empty] | WaterFurnace International, 800-222-5667 | [23 empty] | Yes
101812 | Prism Farms Solar 1 | FALSE | FALSE | TRUE | FALSE | 1797472 Ontario Inc. |  | Leamington | ON | 42.06 | -82.593 | operating | 2011 |  | 2017 | [15 empty] | IESO Active Generation Contract List 2861 |  | 0.25 | [28 empty] | Yes
101813 | RS Leamington | FALSE | FALSE | TRUE | FALSE | Nautilus Eagle Lake Solar I Limited Partnership |  | Leamington | ON | 42.061 | -82.592 | operating | 2015 | [17 empty] | IESO Active Generation Contract List 3577 |  | 0.15 | [28 empty] | Yes
101814 | SPN 030 | FALSE | FALSE | TRUE | FALSE | SPN LP 1 |  | Leamington | ON | 42.062 | -82.591 | operating | 2016 |  | 2017 | [15 empty] | IESO Active Generation Contract List 2307 |  | 0.5 | [28 empty] | Yes
101815 | SPN 085 | FALSE | FALSE | TRUE | FALSE | SPN LP 1 |  | Leamington | ON | 42.063 | -82.59 | operating | 2016 |  | 2017 | [15 empty] | IESO Active Generation Contract List 2308 |  | 0.5 | [28 empty] | Yes
101816 | SPN 112 | FALSE | FALSE | TRUE | FALSE | SPN LP 1 |  | Leamington | ON | 42.064 | -82.589 | operating | 2016 |  | 2017 | [15 empty] | IESO Active Generation Contract List 3393 |  | 0.19 | [28 empty] | Yes
101817 | SPN 125 | FALSE | FALSE | TRUE | FALSE | SPN LP 1 |  | Leamington | ON | 42.065 | -82.588 | operating | 2016 |  | 2017 | [15 empty] | IESO Active Generation Contract List 3219 |  | 0.22 | [28 empty] | Yes
101818 | SPN 229 | FALSE | FALSE | TRUE | FALSE | SPN LP 1 |  | Leamington | ON | 42.066 | -82.587 | operating | 2016 |  | 2017 | [15 empty] | IESO Active Generation Contract List 3429 |  | 0.18 | [28 empty] | Yes
101819 | SPN 287 | FALSE | FALSE | TRUE | FALSE | SPN LP 1 |  | Leamington | ON | 42.067 | -82.586 | operating | 2016 |  | 2017 | [15 empty] | IESO Active Generation Contract List 2311 |  | 0.5 | [28 empty] | Yes
101820 | Sun Parlour Solar PV | FALSE | FALSE | TRUE | FALSE | Sun Parlour Greenhouse Growers Co-Operative Ltd. |  | Leamington | ON | 42.068 | -82.585 | operating | 2013 |  | 2017 | [15 empty] | IESO Active Generation Contract List 2575 |  | 0.25 | [28 empty] | Yes
101821 | Uni-Fab Solar 1 | FALSE | FALSE | TRUE | FALSE | 944743 Ontario Inc. |  | Leamington | ON | 42.069 | -82.584 | operating | 2014 |  | 2017 | [15 empty] | IESO Active Generation Contract List 3126 |  | 0.2494 | [28 empty] | Yes
101822 | Westmoreland 500kW Rooftop | FALSE | FALSE | TRUE | FALSE | 2086091 Ontario Ltd. |  | Leamington | ON | 42.07 | -82.583 | operating | 2015 |  | 2017 | [15 empty] | IESO Active Generation Contract List 2359 |  | 0.5 | [28 empty] | Yes
101823 | MALETTE DRAINAGE 250KW | FALSE | FALSE | TRUE | FALSE | AP SOLAR LP |  | Lefaivre | ON | 45.639 | -74.898 | operating | 2016 |  | 2017 | [15 empty] | IESO Active Generation Contract List 2948 |  | 0.25 | [28 empty] | Yes
101824 | Solar Romiluxe | FALSE | FALSE | TRUE | FALSE | SOLAR ROMILUXE LP |  | Lefaivre | ON | 45.64 | -74.897 | operating | 2016 |  | 2017 | [15 empty] | IESO Active Generation Contract List 3029 |  | 0.25 | [28 empty] | Yes
101825 | Budget Environmental 1 | FALSE | FALSE | TRUE | FALSE | QS1 2012 LP |  | Leith | ON | 44.625 | -80.873 | operating | 2016 |  | 2017 | [15 empty] | IESO Active Generation Contract List 2102 |  | 0.5 | [28 empty] | Yes
101826 | BGCKL Renewable Energy Project | FALSE | FALSE | TRUE | FALSE | Boys and Girls Clubs of Kawartha Lakes |  | Lindsay | ON | 44.357 | -78.741 | operating | 2014 |  | 2017 | [15 empty] | IESO Active Generation Contract List 3576 |  | 0.15 | [28 empty] | Yes
101827 | GGELP_0028 | FALSE | FALSE | TRUE | FALSE | Gengrowth Energy LP |  | Lindsay | ON | 44.358 | -78.74 | operating | 2018 |  | 2017 | [15 empty] | IESO Active Generation Contract List 3071 |  | 0.25 | [28 empty] | Yes
101828 | Lindsay Fairgrounds 250kW | FALSE | FALSE | TRUE | FALSE | Lindsay Agricultural Society |  | Lindsay | ON | 44.359 | -78.739 | operating | 2012 |  | 2017 | [15 empty] | IESO Active Generation Contract List 2812 |  | 0.25 | [28 empty] | Yes
101829 | Perpetual Cleanpower Lindsay | FALSE | FALSE | TRUE | FALSE | TerraForm Power |  | Lindsay | ON | 44.36 | -78.738 | operating | 2014 |  | 2017 | [15 empty] | http://www.terraformpower.com/phoenix.zhtml?c=253464&p=irol-projects |  | 15.5 | [28 empty] | Yes
101830 | Carson Sales Barn | FALSE | FALSE | TRUE | FALSE | 7251572 Canada Ltd. |  | Listowel | ON | 43.733 | -80.951 | operating | 2016 |  | 2017 | [15 empty] | IESO Active Generation Contract List 3043 |  | 0.25 | [28 empty] | Yes
101831 | NKB Solar | FALSE | FALSE | TRUE | FALSE | N.K.B. Holdings Ltd. |  | Listowel | ON | 43.734 | -80.95 | operating | 2012 | [17 empty] | IESO Active Generation Contract List 3549 |  | 0.15 | [28 empty] | Yes
101832 | Sierra Farms Solar Farm | FALSE | FALSE | TRUE | FALSE | Solarize Energy (2011) Inc. |  | Listowel | ON | 43.735 | -80.949 | operating | 2013 |  | 2017 | [15 empty] | IESO Active Generation Contract List 3122 |  | 0.2495 | [28 empty] | Yes
101833 | 30 Mumford Dr (Perfetto Manufacturing Ltd.) | FALSE | FALSE | TRUE | FALSE | Vigor Clean Tech Inc. | Community Energy Development Co-operative Ltd. | Lively | ON | 46.437 | -81.147 | operating | 2016 |  | 2017 | [15 empty] | IESO Active Generation Contract List 3424 |  | 0.18 | [28 empty] | Yes
101834 | 1000 Clarke | FALSE | FALSE | TRUE | FALSE | N&G LP |  | London | ON | 42.985 | -81.245 | operating | 2015 |  | 2017 | [15 empty] | IESO Active Generation Contract List 2032 |  | 0.5 | [28 empty] | Yes
101835 | 15790 Robins Hill | FALSE | FALSE | TRUE | FALSE | Altitude Canada Corp. |  | London | ON | 42.986 | -81.244 | operating | 2014 |  | 2017 | [15 empty] | IESO Active Generation Contract List 2689 |  | 0.25 | [28 empty] | Yes
101836 | 1875 Wharncliffe | FALSE | FALSE | TRUE | FALSE | N&G LP |  | London | ON | 42.987 | -81.243 | operating | 2015 |  | 2017 | [15 empty] | IESO Active Generation Contract List 3180 |  | 0.232 | [28 empty] | Yes
101837 | 2290 Scanlan Street | FALSE | FALSE | TRUE | FALSE | N&G LP |  | London | ON | 42.988 | -81.242 | operating | 2015 |  | 2017 | [15 empty] | IESO Active Generation Contract List 2050 |  | 0.5 | [28 empty] | Yes
101838 | 2323trafalgar | FALSE | FALSE | TRUE | FALSE | Métis Nation of Ontario | BrightRoof Solar LP | London | ON | 42.989 | -81.241 | operating | 2015 |  | 2017 | [15 empty] | IESO Active Generation Contract List 3305 |  | 0.2 | [28 empty] | Yes
101839 | 25 Cuddy | FALSE | FALSE | TRUE | FALSE | 2370649 Ontario Inc. |  | London | ON | 42.99 | -81.24 | operating | 2014 |  | 2017 | [15 empty] | IESO Active Generation Contract List 3287 |  | 0.2 | [28 empty] | Yes
101840 | 3026page | FALSE | FALSE | TRUE | FALSE | Métis Nation of Ontario | BrightRoof Solar LP | London | ON | 42.991 | -81.239 | operating | 2015 |  | 2017 | [15 empty] | IESO Active Generation Contract List 3307 |  | 0.2 | [28 empty] | Yes
101841 | 99 Ash Street | FALSE | FALSE | TRUE | FALSE | N&G LP |  | London | ON | 42.992 | -81.238 | operating | 2015 |  | 2017 | [15 empty] | IESO Active Generation Contract List 3401 |  | 0.1875 | [28 empty] | Yes
101842 | Boys & Girls Club of London | FALSE | FALSE | TRUE | FALSE | Memorial Boys' and Girls' Club Foundation Inc. |  | London | ON | 42.993 | -81.237 | operating | 2011 |  | 2017 | [15 empty] | IESO Active Generation Contract List 3773 |  | 0.12 | [28 empty] | Yes
101843 | Canduct 250 | FALSE | FALSE | TRUE | FALSE | M. Greaves Holdings Inc. |  | London | ON | 42.994 | -81.236 | operating | 2015 |  | 2017 | [15 empty] | IESO Active Generation Contract List 2906 |  | 0.25 | [28 empty] | Yes
101844 | Ingredion Canada Inc. | TRUE | FALSE | FALSE | FALSE | Casco Inc. |  | London | ON | 42.995 | -81.235 | operating | 1995 |  | 2015 | 311 | [14 empty] | CEEDC Cogen survey 2019 | [16 empty] | Yes | [17 empty] | 2112000
101845 | CCS/Stan Adams Ashland 200kW | FALSE | FALSE | TRUE | FALSE | Solar Income Fund LP (#5) |  | London | ON | 42.996 | -81.234 | operating | 2015 | [17 empty] | IESO Active Generation Contract List 3301 |  | 0.2 | [28 empty] | Yes
101846 | Copps Solar | FALSE | FALSE | TRUE | FALSE | Copp Limited |  | London | ON | 42.997 | -81.233 | operating | 2015 | [17 empty] | IESO Active Generation Contract List 3575 |  | 0.15 | [28 empty] | Yes
101847 | GLOBAL SOLAR | FALSE | FALSE | TRUE | FALSE | London Hydro Inc. |  | London | ON | 42.998 | -81.232 | operating | 2012 |  | 2017 | [15 empty] | IESO Active Generation Contract List 2746 |  | 0.25 | [28 empty] | Yes
101848 | H06-3035 WONDERLAND | FALSE | FALSE | TRUE | FALSE | MOM Solar LP |  | London | ON | 42.999 | -81.231 | operating | 2012 |  | 2017 | [15 empty] | IESO Active Generation Contract List 2417 |  | 0.425 | [28 empty] | Yes
101849 | Idlewyld Inn | FALSE | FALSE | TRUE | FALSE |  |  | London | ON | 43 | -81.23 | operating |  |  |  | 721 | [14 empty] | WaterFurnace International, 800-222-5667 | [23 empty] | Yes
101850 | J03-575 Industrial | FALSE | FALSE | TRUE | FALSE | 8180792 Canada Inc. |  | London | ON | 43.001 | -81.229 | operating | 2015 |  | 2017 | [15 empty] | IESO Active Generation Contract List 2181 |  | 0.5 | [28 empty] | Yes
101851 | Labatt Breweries Ontario | TRUE | FALSE | FALSE | FALSE | Labatt Brewing Co. Ltd. |  | London | ON | 43.002 | -81.228 | operating | 1993 |  | 2015 | 312 | [14 empty] | CEEDC Cogen survey 2019 | [16 empty] | Yes | [17 empty] | 465963.94
101852 | LDCSB St. Andre Bessette | FALSE | FALSE | TRUE | FALSE | Ameresco LDCSB Solar Inc. |  | London | ON | 43.003 | -81.227 | operating | 2016 |  | 2017 | [15 empty] | IESO Active Generation Contract List 3073 |  | 0.25 | [28 empty] | Yes
101853 | Liddiard_10021027 | FALSE | FALSE | TRUE | FALSE | Jody William Liddiard |  | London | ON | 43.004 | -81.226 | operating | 2016 |  | 2017 | [15 empty] | IESO Active Generation Contract List 3024 |  | 0.25 | [28 empty] | Yes
101854 | LON-1420 Global | FALSE | FALSE | TRUE | FALSE | Métis Nation of Ontario | BrightRoof Solar LP | London | ON | 43.005 | -81.225 | operating | 2014 |  | 2017 | [15 empty] | IESO Active Generation Contract List 2880 |  | 0.25 | [28 empty] | Yes
101855 | LON-2351 Huron | FALSE | FALSE | TRUE | FALSE | Métis Nation of Ontario - BrightRoof Solar LP |  | London | ON | 43.006 | -81.224 | operating | 2015 | [17 empty] | IESO Active Generation Contract List 3729 |  | 0.13 | [28 empty] | Yes
101856 | LON-3851 Commerce | FALSE | FALSE | TRUE | FALSE | Métis Nation of Ontario - BrightRoof Solar LP |  | London | ON | 43.007 | -81.223 | operating | 2014 | [17 empty] | IESO Active Generation Contract List 3731 |  | 0.13 | [28 empty] | Yes
101857 | London District Energy | TRUE | TRUE | FALSE | FALSE | London District Energy |  | London | ON | 43.008 | -81.222 | operating | 1880 |  | 2017 | 221 |  |  | large | Yes | Yes |  | Yes |  | Yes | [5 empty] | CEEDC Cogen survey 2019 | https://www.london.ca/residents/Environment/Energy/Documents/Community%20Energy%20Plan.pdf | 18 | 76 | 38544 | 138676 |  |  | Yes |  | 1 | SCGT |  | 18 | 76 | 38544 | 138676 | Yes | [39 empty] | Yes | No | Yes | 50 |  | 50 |  |  |  | 42640 |  | 42640 | Yes |  | Yes |  |  |  | 76 |  | 9 | 138676 |  | 19561
101859 | London Optimist Sports Centre | FALSE | FALSE | TRUE | FALSE | ME11 2012 LP |  | London | ON | 43.009 | -81.221 | operating | 2016 |  | 2017 | [15 empty] | IESO Active Generation Contract List 2199 |  | 0.5 | [28 empty] | Yes
101860 | LTC Wonderland - Photovoltaic Installation | FALSE | FALSE | TRUE | FALSE | London Transit Commission |  | London | ON | 43.01 | -81.22 | operating | 2012 | [17 empty] | IESO Active Generation Contract List 3139 |  | 0.249 | [28 empty] | Yes
101861 | MSL-1800 HURON | FALSE | FALSE | TRUE | FALSE | 2391395 Ontario Inc. |  | London | ON | 43.011 | -81.219 | operating | 2016 |  | 2017 | [15 empty] | IESO Active Generation Contract List 2219 |  | 0.5 | [28 empty] | Yes
101862 | MSL-765 EXETER | FALSE | FALSE | TRUE | FALSE | 2391395 Ontario Inc. |  | London | ON | 43.012 | -81.218 | operating | 2016 |  | 2017 | [15 empty] | IESO Active Generation Contract List 2222 |  | 0.5 | [28 empty] | Yes
101863 | Pond Mills | FALSE | FALSE | TRUE | FALSE | N&G LP |  | London | ON | 43.013 | -81.217 | operating | 2015 |  | 2017 | [15 empty] | IESO Active Generation Contract List 2265 |  | 0.5 | [28 empty] | Yes
101864 | RS Atlantic Court | FALSE | FALSE | TRUE | FALSE | N&G LP |  | London | ON | 43.014 | -81.216 | operating | 2015 | [17 empty] | IESO Active Generation Contract List 3756 |  | 0.125 | [28 empty] | Yes
101865 | Senton | FALSE | FALSE | TRUE | FALSE | N&G LP |  | London | ON | 43.015 | -81.215 | operating | 2015 | [17 empty] | IESO Active Generation Contract List 3181 |  | 0.232 | [28 empty] | Yes
101866 | SPN 017 | FALSE | FALSE | TRUE | FALSE | LDREC SPN LP |  | London | ON | 43.016 | -81.214 | operating | 2016 |  | 2017 | [15 empty] | IESO Active Generation Contract List 3470 |  | 0.17 | [28 empty] | Yes
101867 | SPN 249 | FALSE | FALSE | TRUE | FALSE | LDREC SPN LP |  | London | ON | 43.017 | -81.213 | operating | 2016 |  | 2017 | [15 empty] | IESO Active Generation Contract List 2464 |  | 0.36 | [28 empty] | Yes
101868 | SPN 251 | FALSE | FALSE | TRUE | FALSE | LDREC SPN LP |  | London | ON | 43.018 | -81.212 | operating | 2016 |  | 2017 | [15 empty] | IESO Active Generation Contract List 2310 |  | 0.5 | [28 empty] | Yes
101869 | SPN 252 | FALSE | FALSE | TRUE | FALSE | LDREC SPN LP |  | London | ON | 43.019 | -81.211 | operating | 2016 |  | 2017 | [15 empty] | IESO Active Generation Contract List 3222 |  | 0.22 | [28 empty] | Yes
101870 | SPN 290 | FALSE | FALSE | TRUE | FALSE | LDREC SPN LP |  | London | ON | 43.02 | -81.21 | operating | 2016 |  | 2017 | [15 empty] | IESO Active Generation Contract List 2550 |  | 0.26 | [28 empty] | Yes
101871 | SPN 329 | FALSE | FALSE | TRUE | FALSE | LDREC SPN LP |  | London | ON | 43.021 | -81.209 | operating | 2016 |  | 2017 | [15 empty] | IESO Active Generation Contract List 3166 |  | 0.24 | [28 empty] | Yes
101872 | SPN 491 | FALSE | FALSE | TRUE | FALSE | LDREC SPN LP |  | London | ON | 43.022 | -81.208 | operating | 2016 |  | 2017 | [15 empty] | IESO Active Generation Contract List 3472 |  | 0.17 | [28 empty] | Yes
101873 | SPN 594 | FALSE | FALSE | TRUE | FALSE | LDREC SPN LP |  | London | ON | 43.023 | -81.207 | operating | 2016 |  | 2017 | [15 empty] | IESO Active Generation Contract List 2442 |  | 0.4 | [28 empty] | Yes
101874 | SPN 595 | FALSE | FALSE | TRUE | FALSE | LDREC SPN LP |  | London | ON | 43.024 | -81.206 | operating | 2016 |  | 2017 | [15 empty] | IESO Active Generation Contract List 2327 |  | 0.5 | [28 empty] | Yes
101875 | SPN 616 | FALSE | FALSE | TRUE | FALSE | LDREC SPN LP |  | London | ON | 43.025 | -81.205 | operating | 2016 |  | 2017 | [15 empty] | IESO Active Generation Contract List 3061 |  | 0.25 | [28 empty] | Yes
101876 | T04-1020 Wonderland | FALSE | FALSE | TRUE | FALSE | PowerStream Inc. |  | London | ON | 43.026 | -81.204 | operating | 2014 |  | 2017 | [15 empty] | IESO Active Generation Contract List 3548 |  | 0.15 | [28 empty] | Yes
101877 | T04-665 Adelaide | FALSE | FALSE | TRUE | FALSE | PowerStream Inc. |  | London | ON | 43.027 | -81.203 | operating | 2014 |  | 2017 | [15 empty] | IESO Active Generation Contract List 3557 |  | 0.15 | [28 empty] | Yes
101878 | Western Fair | FALSE | FALSE | TRUE | FALSE | Fair-City Joint Venture |  | London | ON | 43.028 | -81.202 | operating | 2013 |  | 2017 | [15 empty] | IESO Active Generation Contract List 2715 |  | 0.25 | [28 empty] | Yes
101879 | WMS Solar | FALSE | FALSE | TRUE | FALSE | Wonderland Solar Inc. |  | London | ON | 43.029 | -81.201 | operating | 2011 |  | 2017 | [15 empty] | IESO Active Generation Contract List 3475 |  | 0.16872 | [28 empty] | Yes
101881 | Ernestown Windpark | FALSE | FALSE | TRUE | FALSE | Ernestown Windpark Inc. |  | Loyalist Township | ON | 44.277 | -76.718 | operating | 2014 |  | 2017 | [15 empty] | CanWEA |  | 10 | [30 empty] | Yes
101882 | QPA Roof 1 | FALSE | FALSE | TRUE | FALSE | QS4 2012 LP |  | Lucan | ON | 43.215 | -81.362 | operating | 2015 | [17 empty] | IESO Active Generation Contract List 3224 |  | 0.22 | [28 empty] | Yes
101883 | Ron Van Geel | FALSE | FALSE | TRUE | FALSE | QS4 2012 LP |  | Lucan | ON | 43.216 | -81.361 | operating | 2017 |  | 2017 | [15 empty] | IESO Active Generation Contract List 2952 |  | 0.25 | [28 empty] | Yes
101884 | Brockville Solar Inc. | FALSE | FALSE | TRUE | FALSE | GDF Suez Canada Inc. |  | Lyn | ON | 44.577 | -75.784 | operating | 2013 |  | 2017 | [15 empty] | IESO Active Generation Contract List 2016 |  | 10 | [28 empty] | Yes
101885 | Todd Renton | FALSE | FALSE | TRUE | FALSE | QS6 2012 LP |  | Lynden | ON | 43.23 | -80.145 | operating | 2016 |  | 2017 | [15 empty] | IESO Active Generation Contract List 3598 |  | 0.15 | [28 empty] | Yes
101886 | Arnprior Station | FALSE | FALSE | TRUE | FALSE | Ontario Power Generation Inc. |  | Madawaska River | ON | 45.415 | -77.757 | operating | 1976 |  | 2017 | 221 | [14 empty] | http://www.opg.com/generating-power/hydro/ottawa-st-lawrence/Pages/arnprior-station.aspx |  | 82 | [29 empty] | Yes
101887 | Barrett Chute Station | FALSE | FALSE | TRUE | FALSE | Ontario Power Generation Inc. |  | Madawaska River | ON | 45.416 | -77.756 | operating | 1942 |  | 2017 | 221 | [14 empty] | http://www.opg.com/generating-power/hydro/ottawa-st-lawrence/Pages/barrett-chute-station.aspx |  | 176 | [29 empty] | Yes
101888 | Calabogie Station | FALSE | FALSE | TRUE | FALSE | Ontario Power Generation Inc. |  | Madawaska River | ON | 45.417 | -77.755 | operating | 1917 |  | 2017 | 221 | [14 empty] | http://www.opg.com/generating-power/hydro/ottawa-st-lawrence/Pages/calabogie-station.aspx |  | 5 | [29 empty] | Yes
101889 | Mountain Chute | FALSE | FALSE | TRUE | FALSE | Ontario Power Generation Inc. |  | Madawaska River | ON | 45.418 | -77.754 | operating | 1967 |  | 2017 | 221 | [14 empty] | http://www.opg.com/generating-power/hydro/ottawa-st-lawrence/Pages/mountain-chute-station.aspx |  | 170 | [29 empty] | Yes
101890 | Stewartville | FALSE | FALSE | TRUE | FALSE | Ontario Power Generation Inc. |  | Madawaska River | ON | 45.419 | -77.753 | operating | 1948 |  | 2017 | 221 | [14 empty] | http://www.opg.com/generating-power/hydro/ottawa-st-lawrence/Pages/stewartville-station.aspx |  | 182 | [29 empty] | Yes
101891 | GreenLife Solar 3 | FALSE | FALSE | TRUE | FALSE | GreenLife Solar Projects Inc. |  | Madoc | ON | 44.505 | -77.473 | operating | 2017 |  | 2017 | [15 empty] | IESO Active Generation Contract List 3048 |  | 0.25 | [28 empty] | Yes
101892 | SFF 17 | FALSE | FALSE | TRUE | FALSE |  |  | Madoc | ON | 44.506 | -77.472 | operating | 2016 |  | 2017 | [15 empty] | IESO Active Generation Contract List 2289 |  | 0.5 | [28 empty] | Yes
101893 | Harris | FALSE | FALSE | TRUE | FALSE | Brookfield Renewable Power Inc. |  | Magpie River | ON | 47.94 | -84.836 | operating | 1990 |  | 2017 | 221 | [14 empty] | https://renewableops.brookfield.com/en/Presence/Global-Presence |  | 12.5 |  | 63000 | [27 empty] | Yes
101894 | Mission Falls | FALSE | FALSE | TRUE | FALSE | Brookfield Renewable Power Inc. |  | Magpie River | ON | 47.941 | -84.835 | operating | 1990 |  | 2017 | 221 | [14 empty] | https://renewableops.brookfield.com/en/Presence/Global-Presence |  | 15 |  | 77000 | [27 empty] | Yes
101895 | Steephill Falls | FALSE | FALSE | TRUE | FALSE | Brookfield Renewable Power Inc. |  | Magpie River | ON | 47.942 | -84.834 | operating | 1990 |  | 2017 | 221 | [14 empty] | https://renewableops.brookfield.com/en/Presence/Global-Presence |  | 15.5 |  | 72000 | [27 empty] | Yes
101896 | NAFTC Energy | FALSE | FALSE | TRUE | FALSE | 1882072 Ontario Inc. |  | Maidstone | ON | 42.209 | -82.888 | operating | 2013 |  | 2017 | [15 empty] | IESO Active Generation Contract List 2225 |  | 0.5 | [28 empty] | Yes
101897 | R.J. CYR CO. LIMITED | FALSE | FALSE | TRUE | FALSE | PowerStream Inc |  | Maidstone | ON | 42.21 | -82.887 | operating | 2012 | [17 empty] | IESO Active Generation Contract List 3236 |  | 0.21 | [28 empty] | Yes
101898 | The Barn | FALSE | FALSE | TRUE | FALSE | Silent Solar Tec Inc. |  | Maidstone | ON | 42.211 | -82.886 | operating | 2011 |  | 2017 | [15 empty] | IESO Active Generation Contract List 3173 |  | 0.235 | [28 empty] | Yes
101899 | Invista Maitland - DPNTMTLD.LG1 | TRUE | FALSE | FALSE | FALSE | Invista Canada |  | Maitland | ON | 44.636 | -75.612 | operating | 1992 |  | 2015 | 325 | [14 empty] | CEEDC Cogen survey 2019 | [16 empty] | Yes | [17 empty] | 3829702.0028
101901 | Mother Earth Renewable Energy Project - Phase I | FALSE | FALSE | TRUE | FALSE | M'Chigeeng First Nation |  | Manitoulin Island | ON | 45.703 | -82.037 | operating | 2012 |  | 2017 | 2211 | [14 empty] | CanWEA |  | 4 | [30 empty] | Yes
101902 | Marathon Pulp Inc. | TRUE | FALSE | FALSE | FALSE | Marathon Pulp Inc. |  | Marathon | ON | 48.717 | -86.382 | decom | 1944 |  | 2015 | 322 | [14 empty] | CEEDC Cogen survey 2019 |  | 14 | 118.4 | 84000 |  |  |  | No |  | 2 | BPSTE |  | 14 | 118.4 | 84000
101903 | Umbata Falls Generating Station | FALSE | FALSE | TRUE | FALSE | Innergex Inc. | Ojibways of the | Marathon | ON | 48.718 | -86.381 | operating | 2008 |  | 2017 | [15 empty] | http://www.picriverenergy.com/projects.php |  | 23 |  | 109000 | [27 empty] | Yes
101905 | (C8) Loblaws Bullock Drive | FALSE | FALSE | TRUE | FALSE | Firelight Solar LP |  | Markham | ON | 43.856 | -79.337 | operating | 2013 |  | 2017 | [15 empty] | IESO Active Generation Contract List 2610 |  | 0.25 | [28 empty] | Yes
101906 | 130Denison | FALSE | FALSE | TRUE | FALSE | 130 Denison Solar Power Inc. |  | Markham | ON | 43.857 | -79.336 | operating | 2011 |  | 2017 | [15 empty] | IESO Active Generation Contract List 3529 |  | 0.15 | [28 empty] | Yes
101907 | 25 Royal Crest Court | FALSE | FALSE | TRUE | FALSE | GBG Solar 2010 Partnership |  | Markham | ON | 43.858 | -79.335 | operating | 2013 |  | 2017 | [15 empty] | IESO Active Generation Contract List 3289 |  | 0.2 | [28 empty] | Yes
101908 | 26 Riviera Drive | FALSE | FALSE | TRUE | FALSE | GBG-BFN LP |  | Markham | ON | 43.859 | -79.334 | operating | 2015 |  | 2017 | [15 empty] | IESO Active Generation Contract List 3581 |  | 0.15 | [28 empty] | Yes
101909 | 3115 14th Avenue | FALSE | FALSE | TRUE | FALSE | GBG Solar 2010 Partnership |  | Markham | ON | 43.86 | -79.333 | operating | 2012 |  | 2017 | [15 empty] | IESO Active Generation Contract List 2600 |  | 0.25 | [28 empty] | Yes
101910 | 560 Denison Street | FALSE | FALSE | TRUE | FALSE | GBG Solar 2010 Partnership |  | Markham | ON | 43.861 | -79.332 | operating | 2013 |  | 2017 | [15 empty] | IESO Active Generation Contract List 2772 |  | 0.25 | [28 empty] | Yes
101911 | 7650 Markham Rd. | FALSE | FALSE | TRUE | FALSE | MOM Solar LP |  | Markham | ON | 43.862 | -79.331 | operating | 2012 |  | 2017 | [15 empty] | IESO Active Generation Contract List 2758 |  | 0.25 | [28 empty] | Yes
101912 | 8100 Warden 250kW PV | FALSE | FALSE | TRUE | FALSE | Town of Markham |  | Markham | ON | 43.863 | -79.33 | operating | 2010 |  | 2017 | [15 empty] | IESO Active Generation Contract List 2748 |  | 0.25 | [28 empty] | Yes
101913 | A07-40 Nolan | FALSE | FALSE | TRUE | FALSE | 2412039 Ontario Inc. |  | Markham | ON | 43.864 | -79.329 | operating | 2015 |  | 2017 | [15 empty] | IESO Active Generation Contract List 3522 |  | 0.15 | [28 empty] | Yes
101914 | A07-65 Riviera | FALSE | FALSE | TRUE | FALSE | 2421553 Ontario Inc. |  | Markham | ON | 43.865 | -79.328 | operating | 2014 |  | 2017 | [15 empty] | IESO Active Generation Contract List 3559 |  | 0.15 | [28 empty] | Yes
101915 | CanFirst - Markham (90 Nolan Court) | FALSE | FALSE | TRUE | FALSE | Firelight Solar L.P. |  | Markham | ON | 43.866 | -79.327 | operating | 2012 | [17 empty] | IESO Active Generation Contract List 3635 |  | 0.144 | [28 empty] | Yes
101916 | D03-3300 Steeles | FALSE | FALSE | TRUE | FALSE | OZZ (OSII) Limited Partnership |  | Markham | ON | 43.867 | -79.326 | operating | 2015 | [17 empty] | IESO Active Generation Contract List 3542 |  | 0.15 | [28 empty] | Yes
101917 | F3-PS2013-043 | FALSE | FALSE | TRUE | FALSE | PowerStream Inc. |  | Markham | ON | 43.868 | -79.325 | operating | 2015 |  | 2017 | [15 empty] | IESO Active Generation Contract List 2403 |  | 0.45 | [28 empty] | Yes
101918 | Father Michael McGivney High School | FALSE | FALSE | TRUE | FALSE | Father Michael McGivney High School |  | Markham | ON | 43.869 | -79.324 | operating | 1992 |  |  | 611 | [14 empty] | www.earthenergy.ca/markham.html |  |  | 1.442 | [20 empty] | Yes
101919 | Greenlife Centre | FALSE | FALSE | TRUE | FALSE | Kennison Properties Inc. |  | Markham | ON | 43.87 | -79.323 | operating | 2015 | [17 empty] | IESO Active Generation Contract List 3839 |  | 0.103 | [28 empty] | Yes
101920 | H06-1201 CASTLEMORE | FALSE | FALSE | TRUE | FALSE | MOM Solar LP |  | Markham | ON | 43.871 | -79.322 | operating | 2012 |  | 2017 | [15 empty] | IESO Active Generation Contract List 2513 |  | 0.3 | [28 empty] | Yes
101921 | H06-50 KIRKHAM | FALSE | FALSE | TRUE | FALSE | MOM I LP |  | Markham | ON | 43.872 | -79.321 | operating | 2014 |  | 2017 | [15 empty] | IESO Active Generation Contract List 2432 |  | 0.4 | [28 empty] | Yes
101922 | Investment Opportunity | FALSE | FALSE | TRUE | FALSE | SOF Holding Co. |  | Markham | ON | 43.873 | -79.32 | operating | 2012 | [17 empty] | IESO Active Generation Contract List 3770 |  | 0.12 | [28 empty] | Yes
101923 | Menkes-Steelcase | FALSE | FALSE | TRUE | FALSE | Castleberry Investments Limited |  | Markham | ON | 43.874 | -79.319 | operating | 2013 | [17 empty] | IESO Active Generation Contract List 3414 |  | 0.1835 | [28 empty] | Yes
101924 | PowerStream 2010-103 | FALSE | FALSE | TRUE | FALSE | PowerStream Inc. |  | Markham | ON | 43.875 | -79.318 | operating | 2012 |  | 2017 | [15 empty] | IESO Active Generation Contract List 3125 |  | 0.2495 | [28 empty] | Yes
101925 | PowerStream 2010-118 | FALSE | FALSE | TRUE | FALSE | PowerStream Inc. |  | Markham | ON | 43.876 | -79.317 | operating | 2012 |  | 2017 | [15 empty] | IESO Active Generation Contract List 2539 |  | 0.285 | [28 empty] | Yes
101926 | Ranka Power | FALSE | FALSE | TRUE | FALSE | 1887202 Ontario Inc. |  | Markham | ON | 43.877 | -79.316 | operating | 2015 |  | 2017 | [15 empty] | IESO Active Generation Contract List 2918 |  | 0.25 | [28 empty] | Yes
101927 | S01-271 Yorktech | FALSE | FALSE | TRUE | FALSE | 8180792 Canada Inc. |  | Markham | ON | 43.878 | -79.315 | operating | 2015 | [17 empty] | IESO Active Generation Contract List 3322 |  | 0.2 | [28 empty] | Yes
101928 | Solexica - 130 Royal Crest | FALSE | FALSE | TRUE | FALSE | Solexica Solar Markham GP |  | Markham | ON | 43.879 | -79.314 | operating | 2015 |  | 2017 | [15 empty] | IESO Active Generation Contract List 3582 |  | 0.15 | [28 empty] | Yes
101929 | Solexica - 171 Esna Park | FALSE | FALSE | TRUE | FALSE | Solexica Solar Markham GP |  | Markham | ON | 43.88 | -79.313 | operating | 2016 |  | 2017 | [15 empty] | IESO Active Generation Contract List 3327 |  | 0.2 | [28 empty] | Yes
101930 | SPN 255 | FALSE | FALSE | TRUE | FALSE | SPN LP 5 |  | Markham | ON | 43.881 | -79.312 | operating | 2016 |  | 2017 | [15 empty] | IESO Active Generation Contract List 3631 |  | 0.14818 | [28 empty] | Yes
101931 | T04-605 Alden | FALSE | FALSE | TRUE | FALSE | PowerStream Inc. |  | Markham | ON | 43.882 | -79.311 | operating | 2014 |  | 2017 | [15 empty] | IESO Active Generation Contract List 3562 |  | 0.15 | [28 empty] | Yes
101932 | Torbay Power | FALSE | FALSE | TRUE | FALSE | 1887203 Ontario Inc. |  | Markham | ON | 43.883 | -79.31 | operating | 2015 |  | 2017 | [15 empty] | IESO Active Generation Contract List 3309 |  | 0.2 | [28 empty] | Yes
101933 | Markham District Energy - Cornell Centre | TRUE | TRUE | FALSE | FALSE | Markham District Energy |  | Markham | ON | 43.884 | -79.309 | operating | 2012 |  | 2017 | 221 |  |  | Large | Yes | Yes | Yes | Yes | [7 empty] | CEEDC Cogen survey 2019 |  | 4 | 24.1 | 4173 | 38551 |  |  | Yes | 1043 | 2 | GE | 2014 | 4 | 24.1 | 4173 | 38551 | [40 empty] | Yes | Yes | Yes | 1 | 5 | 5 | 705558 | 1008572 | 1008572 | 633 | 1953 | 1953 | Yes | Yes | Yes | No | No | No | 5 | 15 | 14 | 11821 | 22725 | 17380 | 174 | 95 | 4 | 90 | 55 | 12 | 0.45
101934 | Markham District Energy - Markham Centre | TRUE | TRUE | FALSE | FALSE | Markham District Energy |  | Markham | ON | 43.885 | -79.308 | operating | 2000 |  | 2017 | 221 |  |  | Large | Yes | Yes |  | Yes |  | Yes | Yes | Yes |  |  |  | CEEDC Cogen survey 2019 |  | 11.5 | 11 | 32164 | 30703 | 0.5 | 0.5 | Yes | 6141 | 3 | GE | 2001 | 11.5 | 11 | 32164 | 30703 | [40 empty] | No | Yes | Yes |  | 228 | 228 |  | 9891382 | 9891382 |  | 25450 | 25186 |  | Yes | Yes |  | Yes | No |  | 40 | 47 |  | 102042 | 73813 |  | 110 | 4 |  | 65 | 12
101935 | EEC Marmora & Lake Rooftop Solar PV Project | FALSE | FALSE | TRUE | FALSE | Essex Energy Corp. |  | Marmora | ON | 44.483 | -77.682 | operating | 2015 |  | 2017 | [15 empty] | IESO Active Generation Contract List 2926 |  | 0.25 | [28 empty] | Yes
101936 | GreenLife Solar 4 | FALSE | FALSE | TRUE | FALSE | GreenLife Solar Projects Inc. |  | Marmora | ON | 44.484 | -77.681 | operating | 2017 |  | 2017 | [15 empty] | IESO Active Generation Contract List 2152 |  | 0.5 | [28 empty] | Yes
101937 | 1665 River Rd (G Pichette) | FALSE | FALSE | TRUE | FALSE | North Shore Power Group Inc. |  | Massey | ON | 46.213 | -82.078 | operating | 2016 |  | 2017 | [15 empty] | IESO Active Generation Contract List 3021 |  | 0.25 | [28 empty] | Yes
101938 | 1689 River Rd (G Beland) | FALSE | FALSE | TRUE | FALSE | North Shore Power Group Inc. |  | Massey | ON | 46.214 | -82.077 | operating | 2016 |  | 2017 | [15 empty] | IESO Active Generation Contract List 3031 |  | 0.25 | [28 empty] | Yes
101939 | Matabitchuan | FALSE | FALSE | TRUE | FALSE | Ontario Power Generation Inc. |  | Matabitchuan River | ON | 47.066 | -79.556 | operating | 1910 |  | 2017 | 221 | [14 empty] | http://www.opg.com/generating-power/hydro/northeast-ontario/Pages/matabitchuan-station.aspx |  | 10 | [29 empty] | Yes
101940 | Matachewan - Landfill | FALSE | FALSE | TRUE | FALSE | Energie Matachewan Energy Inc. |  | Matachewan | ON | 47.939 | -80.647 | operating | 2017 |  | 2017 | [15 empty] | IESO Active Generation Contract List 2206 |  | 0.5 | [28 empty] | Yes
101941 | Matachewan - Opposite Township Office | FALSE | FALSE | TRUE | FALSE | Energie Matachewan Energy Inc. |  | Matachewan | ON | 47.94 | -80.646 | operating | 2017 |  | 2017 | [15 empty] | IESO Active Generation Contract List 2207 |  | 0.5 | [28 empty] | Yes
101942 | Harmon Generating Station | FALSE | FALSE | TRUE | FALSE | Ontario Power Generation Inc. |  | Mattagami River | ON | 50.49 | -81.784 | operating | 1965 |  | 2017 | 221 | [14 empty] | Statistics Canada. Electric Power Generating Stations, 2000. |  | 220 | [29 empty] | Yes
101943 | Kipling | FALSE | FALSE | TRUE | FALSE | Ontario Power Generation Inc. |  | Mattagami River | ON | 50.491 | -81.783 | operating | 1966 |  | 2017 | 221 | [14 empty] | Statistics Canada. Electric Power Generating Stations, 2000. |  | 232 | [29 empty] | Yes
101944 | Little Long | FALSE | FALSE | TRUE | FALSE | Ontario Power Generation Inc. |  | Mattagami River | ON | 50.492 | -81.782 | operating | 1963 |  | 2017 | 221 | [14 empty] | Statistics Canada. Electric Power Generating Stations, 2000. |  | 205 | [29 empty] | Yes
101945 | Lower Sturgeon | FALSE | FALSE | TRUE | FALSE | Ontario Power Generation Inc. |  | Mattagami River | ON | 50.493 | -81.781 | operating | 1923 |  | 2017 | 221 | [14 empty] | Statistics Canada. Electric Power Generating Stations, 2000. |  | 14 | [29 empty] | Yes
101946 | Sandy Falls | FALSE | FALSE | TRUE | FALSE | Ontario Power Generation Inc. |  | Mattagami River | ON | 50.494 | -81.78 | operating | 2010 |  | 2017 | 221 | [14 empty] | Statistics Canada. Electric Power Generating Stations, 2000. |  | 6 | [29 empty] | Yes
101947 | Smoky Falls | FALSE | FALSE | TRUE | FALSE | Ontario Power Generation Inc. |  | Mattagami River | ON | 50.495 | -81.779 | operating | 2014 |  | 2017 | 221 | [14 empty] | Statistics Canada. Electric Power Generating Stations, 2000. |  | 267 | [29 empty] | Yes
101948 | Smooth Rock Falls Div. | FALSE | FALSE | TRUE | FALSE | Gemini-SRF Power Corp. |  | Mattagami River | ON | 50.496 | -81.778 | operating | 1917 |  | 2017 | 322 | [14 empty] | Statistics Canada. Electric Power Generating Stations, 2000. |  | 8 |  | 179000 | [27 empty] | Yes
101949 | Tembec Industries, Smooth Rock Falls Div. | TRUE | FALSE | FALSE | FALSE | Tembec Inc. |  | Mattagami River | ON | 50.497 | -81.777 | operating | 1965 |  | 2015 | 322 | [14 empty] | CEEDC Cogen survey 2019 |  | 54 |  |  |  | 1 |  | Yes |  | 3 | BPSTE |  | 54 | [8 empty] | Yes
101950 | Wawaitin | FALSE | FALSE | TRUE | FALSE | Ontario Power Generation Inc. |  | Mattagami River | ON | 50.498 | -81.776 | operating | 1912 |  | 2017 | 221 | [14 empty] | Statistics Canada. Electric Power Generating Stations, 2000. |  | 15 | [29 empty] | Yes
101951 | Hurdman Dam | FALSE | FALSE | TRUE | FALSE | Liberty Power |  | Mattawa | ON | 46.317 | -78.702 | operating | 1999 |  | 2017 | 221 | [14 empty] | http://www.algonquinpower.com/business/facility/hydroelectric_hurdman.asp?choice=region |  | 0.57 |  | 3387 | [27 empty] | Yes
101952 | McGarry - Lakefront Lands | FALSE | FALSE | TRUE | FALSE | Solaire McGarry Solar Inc. |  | McGarry | ON | 48.145 | -79.57 | operating | 2016 |  | 2017 | [15 empty] | IESO Active Generation Contract List 2899 |  | 0.25 | [28 empty] | Yes
101953 | McGarry - Sewage Lagoon | FALSE | FALSE | TRUE | FALSE | Solaire McGarry Solar Inc. |  | McGarry | ON | 48.146 | -79.569 | operating | 2016 |  | 2017 | [15 empty] | IESO Active Generation Contract List 2879 |  | 0.25 | [28 empty] | Yes
101954 | McGarry - Well House | FALSE | FALSE | TRUE | FALSE | Solaire McGarry Solar Inc. |  | McGarry | ON | 48.147 | -79.568 | operating | 2016 |  | 2017 | [15 empty] | IESO Active Generation Contract List 2901 |  | 0.25 | [28 empty] | Yes
101955 | 7826 Howard Ave. RR1 | FALSE | FALSE | TRUE | FALSE | Robbie Allen Brant | Amanda Elizabeth Ellis | Mcgregor | ON | 42.147 | -82.967 | operating | 2013 |  | 2017 | [15 empty] | IESO Active Generation Contract List 2833 |  | 0.25 | [28 empty] | Yes
101956 | Grey Highlands Clean Energy Project | FALSE | FALSE | TRUE | FALSE | Capstone Infrastructure |  | McIntyre | ON | 44.312 | -80.294 | operating | 2016 |  | 2017 | [15 empty] | http://www.capstoneinfrastructure.com/OurBusiness/Powerinfrastructure/PowerInfrastructureInDevelopment/Wind/GreyHighlandsCleanEnergy |  | 18.45 | [30 empty] | Yes
101957 | McLean's Mountain Wind Farm | FALSE | FALSE | TRUE | FALSE | Northland Power |  | McLean's Mountain | ON | 45.948 | -81.947 | operating | 2014 |  | 2017 | [15 empty] | CanWEA |  | 60 | [30 empty] | Yes
101958 | Scott Solar | FALSE | FALSE | TRUE | FALSE | SCP Properties Inc. |  | Meaford | ON | 44.606 | -80.594 | operating | 2011 |  | 2017 | [15 empty] | IESO Active Generation Contract List 2624 |  | 0.25 | [28 empty] | Yes
101959 | Burritts Rapids | FALSE | FALSE | TRUE | FALSE | TransCanada Corp. |  | Merrickville | ON | 44.846 | -75.811 | operating | 2012 |  | 2017 | [15 empty] | IESO Active Generation Contract List 2016 |  | 7 | [28 empty] | Yes
101960 | SunEdison ON-11-0074 | FALSE | FALSE | TRUE | FALSE | SunEdison Canada Origination Health LP |  | Merrickville | ON | 44.847 | -75.81 | operating | 2016 |  | 2017 | [15 empty] | IESO Active Generation Contract List 2334 |  | 0.5 | [28 empty] | Yes
101961 | Dunford | FALSE | FALSE | TRUE | FALSE | Brookfield Renewable Power Inc. |  | Michipicoten River | ON | 47.935 | -84.838 | operating | 1929 |  | 2017 | 221 | [14 empty] | https://renewableops.brookfield.com/en/Presence/Global-Presence |  | 45 |  | 217000 | [27 empty] | Yes
101962 | Hollingsworth Falls | FALSE | FALSE | TRUE | FALSE | Brookfield Renewable Power Inc. |  | Michipicoten River | ON | 47.936 | -84.837 | operating | 1959 |  | 2017 | 221 | [14 empty] | https://renewableops.brookfield.com/en/Presence/Global-Presence |  | 23.2 |  | 111000 | [27 empty] | Yes
101963 | McPhail Falls | FALSE | FALSE | TRUE | FALSE | Brookfield Renewable Power Inc. |  | Michipicoten River | ON | 47.937 | -84.836 | operating | 1954 |  | 2017 | 221 | [14 empty] | https://renewableops.brookfield.com/en/Presence/Global-Presence |  | 12.8 |  | 63000 | [27 empty] | Yes
101964 | Scott Falls | FALSE | FALSE | TRUE | FALSE | Brookfield Renewable Power Inc. |  | Michipicoten River | ON | 47.938 | -84.835 | operating | 1953 |  | 2017 | 221 | [14 empty] | https://renewableops.brookfield.com/en/Presence/Global-Presence |  | 22.5 |  | 106000 | [27 empty] | Yes
101965 | Adelaide Wind Energy Centre | FALSE | FALSE | TRUE | FALSE | Kerwood Wind LP |  | Middlesex County | ON | 42.931 | -81.428 | operating | 2014 |  | 2017 | [15 empty] | CanWEA |  | 59.94 | [30 empty] | Yes
101966 | Bornish Wind Energy Centre | FALSE | FALSE | TRUE | FALSE | Bornich Wind Inc. |  | Middlesex County | ON | 42.932 | -81.427 | operating | 2014 |  | 2017 | [15 empty] | CanWEA |  | 72.9 | [30 empty] | Yes
101967 | Forest Hill PS | FALSE | FALSE | TRUE | FALSE | POTENTIA SOLAR 5 LIMITED PARTNERSHIP |  | Midhurst | ON | 44.447 | -79.73 | operating | 2015 | [17 empty] | IESO Active Generation Contract List 3584 |  | 0.15 | [28 empty] | Yes
101968 | RE Midhurst 6 | FALSE | FALSE | TRUE | FALSE | Met Fiera Solar Midhurst 6 LP |  | Midhurst | ON | 44.448 | -79.729 | operating | 2013 |  | 2017 | [15 empty] | IESO Active Generation Contract List 2020 |  | 8.5 | [28 empty] | Yes
101969 | 1000 Wye Valley Road Rooftop Solar Installation | FALSE | FALSE | TRUE | FALSE | SunEdison DG Operating Holdings-2, LLC |  | Midland | ON | 44.75 | -79.892 | operating | 2011 |  | 2017 | [15 empty] | http://www.agt.com/portfolio-type/1000-wye-valley/#prettyPhoto |  | 0.652 | [28 empty] | Yes
101970 | H06-16775 HWY #12 | FALSE | FALSE | TRUE | FALSE | MOM II LP |  | Midland | ON | 44.751 | -79.891 | operating | 2014 |  | 2017 | [15 empty] | IESO Active Generation Contract List 2839 |  | 0.25 | [28 empty] | Yes
101971 | SPN 551 | FALSE | FALSE | TRUE | FALSE | SPN LP 3 |  | Midland | ON | 44.752 | -79.89 | operating | 2016 |  | 2017 | [15 empty] | IESO Active Generation Contract List 2988 |  | 0.25 | [28 empty] | Yes
101972 | Dundas SS6 P2 | FALSE | FALSE | TRUE | FALSE | QS2 2012 LP |  | Millgrove | ON | 43.336 | -79.958 | operating | 2016 | [17 empty] | IESO Active Generation Contract List 3759 |  | 0.125 | [28 empty] | Yes
101973 | QPA Solar Storage 6 | FALSE | FALSE | TRUE | FALSE | QPA Solar Inc. |  | Millgrove | ON | 43.337 | -79.957 | operating | 2011 |  | 2017 | [15 empty] | IESO Active Generation Contract List 2410 |  | 0.438 | [28 empty] | Yes
101974 | Woolcott's project | FALSE | FALSE | TRUE | FALSE | DM Solar Inc. |  | Millgrove | ON | 43.338 | -79.956 | operating | 2014 |  | 2017 | [15 empty] | IESO Active Generation Contract List 2720 |  | 0.25 | [28 empty] | Yes
101975 | #140 1210 Steeles Ave, Milton | FALSE | FALSE | TRUE | FALSE | AMP1 |  | Milton | ON | 43.519 | -79.876 | operating | 2013 |  | 2017 | [15 empty] | IESO Active Generation Contract List 2640 |  | 0.25 | [28 empty] | Yes
101976 | (C72) Real Canadian Superstore Main Street East | FALSE | FALSE | TRUE | FALSE | Firelight Solar LP |  | Milton | ON | 43.52 | -79.875 | operating | 2013 |  | 2017 | [15 empty] | IESO Active Generation Contract List 2742 |  | 0.25 | [28 empty] | Yes
101977 | 550 Industrial Drive | FALSE | FALSE | TRUE | FALSE | Stellarbridge Management Inc. |  | Milton | ON | 43.521 | -79.874 | operating | 2013 |  | 2017 | [15 empty] | IESO Active Generation Contract List 2814 |  | 0.25 | [28 empty] | Yes
101978 | 8750 Holgate | FALSE | FALSE | TRUE | FALSE | TerraForm MP Solar, LLC |  | Milton | ON | 43.522 | -79.873 | operating | 2014 |  | 2017 | [15 empty] | IESO Active Generation Contract List 2605 |  | 0.25 | [28 empty] | Yes
101979 | GREENLIFE | FALSE | FALSE | TRUE | FALSE | Del Ridge (Main Street) Inc. |  | Milton | ON | 43.523 | -79.872 | operating | 2012 | [17 empty] | IESO Active Generation Contract List 3138 |  | 0.249 | [28 empty] | Yes
101980 | Greenlife Westside | FALSE | FALSE | TRUE | FALSE | Del Ridge (West Side) Inc. |  | Milton | ON | 43.524 | -79.871 | operating | 2016 |  | 2017 | [15 empty] | IESO Active Generation Contract List 2546 |  | 0.27 | [28 empty] | Yes
101981 | H06-1013 MAPLE | FALSE | FALSE | TRUE | FALSE | MOM II LP |  | Milton | ON | 43.525 | -79.87 | operating | 2014 |  | 2017 | [15 empty] | IESO Active Generation Contract List 2838 |  | 0.25 | [28 empty] | Yes
101982 | MIL-430 Industrial | FALSE | FALSE | TRUE | FALSE | Métis Nation of Ontario - BrightRoof Solar LP |  | Milton | ON | 43.526 | -79.869 | operating | 2015 | [17 empty] | IESO Active Generation Contract List 3574 |  | 0.15 | [28 empty] | Yes
101983 | Aubrey Falls Generating Station | FALSE | FALSE | TRUE | FALSE | Brascan |  | Mississagi River | ON | 46.19 | -83.05 | operating | 1968 |  | 2017 | 221 | [14 empty] | https://renewableops.brookfield.com/en/Presence/Global-Presence |  | 162 |  | 167000 | [27 empty] | Yes
101984 | Rayner | FALSE | FALSE | TRUE | FALSE | Brascan |  | Mississagi River | ON | 46.191 | -83.049 | operating | 1950 |  | 2017 | 2211 | [14 empty] | https://renewableops.brookfield.com/en/Presence/Global-Presence |  | 46 | [29 empty] | Yes
101985 | Red Rock Falls | FALSE | FALSE | TRUE | FALSE | Brascan |  | Mississagi River | ON | 46.192 | -83.048 | operating | 1961 |  | 2017 | 221 | [14 empty] | https://renewableops.brookfield.com/en/Presence/Global-Presence |  | 41 |  | 199000 | [27 empty] | Yes
101986 | Wells | FALSE | FALSE | TRUE | FALSE | Brascan |  | Mississagi River | ON | 46.193 | -83.047 | operating | 1970 |  | 2017 | 221 | [14 empty] | https://renewableops.brookfield.com/en/Presence/Global-Presence |  | 239 |  | 383000 | [27 empty] | Yes
101987 | (C7) Real Canadian Superstore Argentia Road | FALSE | FALSE | TRUE | FALSE | Firelight Solar LP |  | Mississauga | ON | 43.589 | -79.644 | operating | 2013 |  | 2017 | [15 empty] | IESO Active Generation Contract List 2613 |  | 0.25 | [28 empty] | Yes
101988 | 1081 Meyerside | FALSE | FALSE | TRUE | FALSE | ASI SPE 108 |  | Mississauga | ON | 43.59 | -79.643 | operating | 2014 |  | 2017 | [15 empty] | IESO Active Generation Contract List 2034 |  | 0.5 | [28 empty] | Yes
101989 | 11160 Yonge Street Rooftop Solar Installation | FALSE | FALSE | TRUE | FALSE | TerraForm MP Solar, LLC |  | Mississauga | ON | 43.591 | -79.642 | operating | 2014 |  | 2017 | [15 empty] | http://www.agt.com/portfolio-type/yonge-street/ |  | 0.25 | [28 empty] | Yes
101990 | 1680 Mattawa Avenue | FALSE | FALSE | TRUE | FALSE | TerraForm MP Solar, LLC |  | Mississauga | ON | 43.592 | -79.641 | operating | 2013 |  | 2017 | [15 empty] | IESO Active Generation Contract List 2801 |  | 0.25 | [28 empty] | Yes
101991 | 170 Traders Blvd. | FALSE | FALSE | TRUE | FALSE | Solaire Kapuskasing Solar Inc. |  | Mississauga | ON | 43.593 | -79.64 | operating | 2014 |  | 2017 | [15 empty] | IESO Active Generation Contract List 3487 |  | 0.16 | [28 empty] | Yes
101992 | 2465 Tedlo St | FALSE | FALSE | TRUE | FALSE | Potentia (000216 - 2465 Tedlo) LP |  | Mississauga | ON | 43.594 | -79.639 | operating | 2011 |  | 2017 | [15 empty] | IESO Active Generation Contract List 2713 |  | 0.25 | [28 empty] | Yes
101993 | 2500 - 10 Tedlo Street | FALSE | FALSE | TRUE | FALSE | Potentia (000243 - 2500 Tedlo) LP |  | Mississauga | ON | 43.595 | -79.638 | operating | 2011 |  | 2017 | [15 empty] | IESO Active Generation Contract List 3229 |  | 0.215 | [28 empty] | Yes
101994 | 3050 Mavis Road | FALSE | FALSE | TRUE | FALSE | MOM I LP |  | Mississauga | ON | 43.596 | -79.637 | operating | 2014 |  | 2017 | [15 empty] | IESO Active Generation Contract List 2777 |  | 0.25 | [28 empty] | Yes
101995 | 3610 Mavis Rd RT | FALSE | FALSE | TRUE | FALSE | BrightRoof Solar LP |  | Mississauga | ON | 43.597 | -79.636 | operating | 2012 |  | 2017 | [15 empty] | IESO Active Generation Contract List 2621 |  | 0.25 | [28 empty] | Yes
101996 | 5105 Tomken Road RT | FALSE | FALSE | TRUE | FALSE | JCM Solar GP1 Ltd. |  | Mississauga | ON | 43.598 | -79.635 | operating | 2015 |  | 2017 | [15 empty] | IESO Active Generation Contract List 3492 |  | 0.16 | [28 empty] | Yes
101997 | 563 Queensway | FALSE | FALSE | TRUE | FALSE | Potentia (000333 - 563 Queensway) LP |  | Mississauga | ON | 43.599 | -79.634 | operating | 2011 |  | 2017 | [15 empty] | IESO Active Generation Contract List 2686 |  | 0.25 | [28 empty] | Yes
101998 | 5970 Mavis Road | FALSE | FALSE | TRUE | FALSE | MOM I LP |  | Mississauga | ON | 43.6 | -79.633 | operating | 2014 |  | 2017 | [15 empty] | IESO Active Generation Contract List 2701 |  | 0.25 | [28 empty] | Yes
101999 | 6155 Tomken | FALSE | FALSE | TRUE | FALSE | Solaire Kapuskasing Solar Inc. |  | Mississauga | ON | 43.601 | -79.632 | operating | 2014 |  | 2017 | [15 empty] | IESO Active Generation Contract List 3628 |  | 0.14964 | [28 empty] | Yes
102000 | 6175 Tomken | FALSE | FALSE | TRUE | FALSE | Solaire Kapuskasing Solar Inc. |  | Mississauga | ON | 43.602 | -79.631 | operating | 2014 |  | 2017 | [15 empty] | IESO Active Generation Contract List 3360 |  | 0.19995 | [28 empty] | Yes
102001 | 6740 Davand | FALSE | FALSE | TRUE | FALSE | Solaire Kapuskasing Solar Inc. |  | Mississauga | ON | 43.603 | -79.63 | operating | 2014 |  | 2017 | [15 empty] | IESO Active Generation Contract List 3798 |  | 0.11997 | [28 empty] | Yes
102002 | 7275 East Danbro Crescent | FALSE | FALSE | TRUE | FALSE | 1076930 Ontario Ltd. |  | Mississauga | ON | 43.604 | -79.629 | operating | 2014 |  | 2017 | [15 empty] | IESO Active Generation Contract List 2653 |  | 0.25 | [28 empty] | Yes
102003 | 7345 East Danbro Crescent | FALSE | FALSE | TRUE | FALSE | Stellarbridge Management Inc. |  | Mississauga | ON | 43.605 | -79.628 | operating | 2014 |  | 2017 | [15 empty] | IESO Active Generation Contract List 2766 |  | 0.25 | [28 empty] | Yes
102004 | 755 Queensway Avenue East | FALSE | FALSE | TRUE | FALSE | Potentia (000076 - 755 Queensway) LP |  | Mississauga | ON | 43.606 | -79.627 | operating | 2011 |  | 2017 | [15 empty] | IESO Active Generation Contract List 3560 |  | 0.15 | [28 empty] | Yes
102005 | A07-5485 Tomken | FALSE | FALSE | TRUE | FALSE | 1166836 Ontario Inc. |  | Mississauga | ON | 43.607 | -79.626 | operating | 2015 |  | 2017 | [15 empty] | IESO Active Generation Contract List 3771 |  | 0.12 | [28 empty] | Yes
102006 | AirMiles Mississauga Customer Care Centre | FALSE | FALSE | TRUE | FALSE | LoyaltyOne Inc. |  | Mississauga | ON | 43.608 | -79.625 | operating | 2012 |  | 2017 | [15 empty] | IESO Active Generation Contract List 3630 |  | 0.149 | [28 empty] | Yes
102007 | Annan & Bird - 1060 Tristar | FALSE | FALSE | TRUE | FALSE | Annan & Bird Lithographers |  | Mississauga | ON | 43.609 | -79.624 | operating | 2016 |  | 2017 | [15 empty] | IESO Active Generation Contract List 2657 |  | 0.25 | [28 empty] | Yes
102008 | Atlantic Packaging - 5711 Atlantic Dr | FALSE | FALSE | TRUE | FALSE | Atlantic Packaging Products Ltd. |  | Mississauga | ON | 43.61 | -79.623 | operating | 2012 |  | 2017 | [15 empty] | IESO Active Generation Contract List 2096 |  | 0.5 | [28 empty] | Yes
102009 | Bramalea Rooftop Solar Installation | FALSE | FALSE | TRUE | FALSE | SunEdison DG Operating Holdings-2, LLC |  | Mississauga | ON | 43.611 | -79.622 | operating | 2013 |  | 2017 | [15 empty] | http://www.agt.com/portfolio-type/bramalea/#prettyPhoto |  | 0.5 | [28 empty] | Yes
102010 | C05-1180 Lorimar | FALSE | FALSE | TRUE | FALSE | 8180792 Canada Inc. |  | Mississauga | ON | 43.612 | -79.621 | operating | [18 empty] | IESO Active Generation Contract List 3754 |  | 0.125 | [28 empty] | Yes
102011 | Dubwear's Tranmere Dr FIT | FALSE | FALSE | TRUE | FALSE | Dubwear Inc |  | Mississauga | ON | 43.613 | -79.62 | operating | 2011 | [17 empty] | IESO Active Generation Contract List 3676 |  | 0.135 | [28 empty] | Yes
102012 | DunWynn Centre | FALSE | FALSE | TRUE | FALSE | TerraForm MP Solar, LLC |  | Mississauga | ON | 43.614 | -79.619 | operating | 2013 |  | 2017 | [15 empty] | IESO Active Generation Contract List 2703 |  | 0.25 | [28 empty] | Yes
102013 | GMF2 Church | FALSE | FALSE | TRUE | FALSE | QS16 2012 LP |  | Mississauga | ON | 43.615 | -79.618 | operating | 2016 | [17 empty] | IESO Active Generation Contract List 3478 |  | 0.167 | [28 empty] | Yes
102014 | Greater Toronto Airports Authority | TRUE | TRUE | FALSE | FALSE | TransAlta | Greater Toronto Airport Authority | Mississauga | ON | 43.616 | -79.617 | operating | 2006 |  | 2017 | 221 | 4873 |  | large | [11 empty] | CEEDC Cogen survey 2019 | http://www.powermag.com/gtaa-cogeneration-complex-mississauga-ontario-canada/ | 47 | 70 | 342643 | 292658 |  |  | Yes | 5804 | 3 | SCGT |  | 47 | 70 | 342643 | 292658 | Yes |  | Yes | [15 empty] | 3100000
102015 | H06-2920 ARGENTIA | FALSE | FALSE | TRUE | FALSE | MOM I LP |  | Mississauga | ON | 43.617 | -79.616 | operating | 2014 |  | 2017 | [15 empty] | IESO Active Generation Contract List 2805 |  | 0.25 | [28 empty] | Yes
102016 | H06-3065 MAVIS | FALSE | FALSE | TRUE | FALSE | MOM II LP |  | Mississauga | ON | 43.618 | -79.615 | operating | 2014 |  | 2017 | [15 empty] | IESO Active Generation Contract List 2573 |  | 0.25 | [28 empty] | Yes
102017 | Indian Handicrafts | FALSE | FALSE | TRUE | FALSE | ASI SPE 111 Inc. |  | Mississauga | ON | 43.619 | -79.614 | operating | 2014 | [17 empty] | IESO Active Generation Contract List 3725 |  | 0.13 | [28 empty] | Yes
102018 | Iona High School | FALSE | FALSE | TRUE | FALSE |  |  | Mississauga | ON | 43.62 | -79.613 | operating | 1994 |  |  | 6111 | [14 empty] | Doug Cane, Caneta, 905-542-2890 | [23 empty] | Yes
102019 | M07-5040 Timberlea | FALSE | FALSE | TRUE | FALSE | PowerStream Inc. |  | Mississauga | ON | 43.621 | -79.612 | operating | 2014 |  | 2017 | [15 empty] | IESO Active Generation Contract List 2609 |  | 0.25 | [28 empty] | Yes
102020 | M09-1260 Kamato | FALSE | FALSE | TRUE | FALSE | Sky Solar (Canada) FIT 1 Limited Partnership |  | Mississauga | ON | 43.622 | -79.611 | operating | 2014 | [17 empty] | IESO Active Generation Contract List 3818 |  | 0.11 | [28 empty] | Yes
102021 | M12-1040 Meyerside | FALSE | FALSE | TRUE | FALSE | Solar Income Fund LP (#5) |  | Mississauga | ON | 43.623 | -79.61 | operating | 2014 | [17 empty] | IESO Active Generation Contract List 3279 |  | 0.2 | [28 empty] | Yes
102022 | Menkes- 275 Britannia | FALSE | FALSE | TRUE | FALSE | Menkes Properties Inc. |  | Mississauga | ON | 43.624 | -79.609 | operating | 2013 |  | 2017 | [15 empty] | IESO Active Generation Contract List 2750 |  | 0.25 | [28 empty] | Yes
102023 | Menkes-350 Britannia | FALSE | FALSE | TRUE | FALSE | Castleberry Investments Ltd. |  | Mississauga | ON | 43.625 | -79.608 | operating | 2013 |  | 2017 | [15 empty] | IESO Active Generation Contract List 2770 |  | 0.25 | [28 empty] | Yes
102024 | MLT-3636A HAWKESTONE | FALSE | FALSE | TRUE | FALSE | 2387281 Ontario Inc. |  | Mississauga | ON | 43.626 | -79.607 | operating | 2016 | [17 empty] | IESO Active Generation Contract List 3338 |  | 0.2 | [28 empty] | Yes
102025 | MLT-3636B HAWKESTONE | FALSE | FALSE | TRUE | FALSE | 2387281 Ontario Inc. |  | Mississauga | ON | 43.627 | -79.606 | operating | 2016 | [17 empty] | IESO Active Generation Contract List 3358 |  | 0.2 | [28 empty] | Yes
102026 | MSG-5156 Bradco | FALSE | FALSE | TRUE | FALSE | Métis Nation of Ontario | Bright Roof Solar LP | Mississauga | ON | 43.628 | -79.605 | operating | 2015 |  | 2017 | [15 empty] | IESO Active Generation Contract List 2481 |  | 0.35 | [28 empty] | Yes
102027 | P002 | FALSE | FALSE | TRUE | FALSE | Reliant First Nation Limited Partnership |  | Mississauga | ON | 43.629 | -79.604 | operating | 2017 | [17 empty] | IESO Active Generation Contract List 3599 |  | 0.15 | [28 empty] | Yes
102028 | P004 | FALSE | FALSE | TRUE | FALSE | Reliant First Nation Limited Partnership |  | Mississauga | ON | 43.63 | -79.603 | operating | 2016 | [17 empty] | IESO Active Generation Contract List 3724 |  | 0.132 | [28 empty] | Yes
102029 | P005 | FALSE | FALSE | TRUE | FALSE | Reliant First Nation Limited Partnership |  | Mississauga | ON | 43.631 | -79.602 | operating | 2017 | [17 empty] | IESO Active Generation Contract List 3484 |  | 0.165 | [28 empty] | Yes
102030 | P006 | FALSE | FALSE | TRUE | FALSE | Reliant First Nation Limited Partnership |  | Mississauga | ON | 43.632 | -79.601 | operating | 2017 | [17 empty] | IESO Active Generation Contract List 3392 |  | 0.19 | [28 empty] | Yes
102031 | P008 | FALSE | FALSE | TRUE | FALSE | Reliant First Nation LP |  | Mississauga | ON | 43.633 | -79.6 | operating | 2017 |  | 2017 | [15 empty] | IESO Active Generation Contract List 3032 |  | 0.25 | [28 empty] | Yes
102032 | P009 | FALSE | FALSE | TRUE | FALSE | Reliant First Nation Limited Partnership |  | Mississauga | ON | 43.634 | -79.599 | operating | 2016 | [17 empty] | IESO Active Generation Contract List 3162 |  | 0.24 | [28 empty] | Yes
102033 | P010A | FALSE | FALSE | TRUE | FALSE | Reliant First Nation Limited Partnership |  | Mississauga | ON | 43.635 | -79.598 | operating | 2017 | [17 empty] | IESO Active Generation Contract List 3498 |  | 0.16 | [28 empty] | Yes
102034 | P013 | FALSE | FALSE | TRUE | FALSE | Reliant First Nation Limited Partnership |  | Mississauga | ON | 43.636 | -79.597 | operating | 2017 | [17 empty] | IESO Active Generation Contract List 3793 |  | 0.12 | [28 empty] | Yes
102035 | P014 | FALSE | FALSE | TRUE | FALSE | Reliant First Nation Limited Partnership |  | Mississauga | ON | 43.637 | -79.596 | operating | 2017 | [17 empty] | IESO Active Generation Contract List 3223 |  | 0.22 | [28 empty] | Yes
102036 | P016 | FALSE | FALSE | TRUE | FALSE | Reliant First Nation LP |  | Mississauga | ON | 43.638 | -79.595 | operating | 2017 |  | 2017 | [15 empty] | IESO Active Generation Contract List 2487 |  | 0.35 | [28 empty] | Yes
102037 | P022 | FALSE | FALSE | TRUE | FALSE | Reliant First Nation LP |  | Mississauga | ON | 43.639 | -79.594 | operating | 2017 |  | 2017 | [15 empty] | IESO Active Generation Contract List 2244 |  | 0.5 | [28 empty] | Yes
102038 | P024 | FALSE | FALSE | TRUE | FALSE | Reliant First Nation Limited Partnership |  | Mississauga | ON | 43.64 | -79.593 | operating | [18 empty] | IESO Active Generation Contract List 3346 |  | 0.2 | [28 empty] | Yes
102039 | P026 | FALSE | FALSE | TRUE | FALSE | Reliant First Nation Limited Partnership |  | Mississauga | ON | 43.641 | -79.592 | operating | 2017 | [17 empty] | IESO Active Generation Contract List 3738 |  | 0.13 | [28 empty] | Yes
102040 | P027 | FALSE | FALSE | TRUE | FALSE | Reliant First Nation Limited Partnership |  | Mississauga | ON | 43.642 | -79.591 | operating | 2017 | [17 empty] | IESO Active Generation Contract List 3164 |  | 0.24 | [28 empty] | Yes
102041 | P029 | FALSE | FALSE | TRUE | FALSE | Reliant First Nation Limited Partnership |  | Mississauga | ON | 43.643 | -79.59 | operating | 2017 | [17 empty] | IESO Active Generation Contract List 3792 |  | 0.12 | [28 empty] | Yes
102042 | P030 | FALSE | FALSE | TRUE | FALSE | Reliant First Nation Limited Partnership |  | Mississauga | ON | 43.644 | -79.589 | operating | 2017 | [17 empty] | IESO Active Generation Contract List 3790 |  | 0.12 | [28 empty] | Yes
102043 | P032 | FALSE | FALSE | TRUE | FALSE | Reliant First Nation Limited Partnership |  | Mississauga | ON | 43.645 | -79.588 | operating | 2017 | [17 empty] | IESO Active Generation Contract List 3203 |  | 0.225 | [28 empty] | Yes
102044 | P035 | FALSE | FALSE | TRUE | FALSE | Reliant First Nation Limited Partnership |  | Mississauga | ON | 43.646 | -79.587 | operating | [18 empty] | IESO Active Generation Contract List 2245 |  | 0.5 | [28 empty] | Yes
102045 | P037 | FALSE | FALSE | TRUE | FALSE | Reliant First Nation Limited Partnership |  | Mississauga | ON | 43.647 | -79.586 | operating | 2017 | [17 empty] | IESO Active Generation Contract List 3334 |  | 0.2 | [28 empty] | Yes
102046 | P039 | FALSE | FALSE | TRUE | FALSE | Reliant First Nation Limited Partnership |  | Mississauga | ON | 43.648 | -79.585 | operating | 2017 | [17 empty] | IESO Active Generation Contract List 3326 |  | 0.2 | [28 empty] | Yes
102047 | P043 | FALSE | FALSE | TRUE | FALSE | Reliant First Nation LP |  | Mississauga | ON | 43.649 | -79.584 | operating | 2017 |  | 2017 | [15 empty] | IESO Active Generation Contract List 2246 |  | 0.5 | [28 empty] | Yes
102048 | P044 | FALSE | FALSE | TRUE | FALSE | Reliant First Nation Limited Partnership |  | Mississauga | ON | 43.65 | -79.583 | operating | 2017 | [17 empty] | IESO Active Generation Contract List 3791 |  | 0.12 | [28 empty] | Yes
102049 | P050 | FALSE | FALSE | TRUE | FALSE | Reliant First Nation Limited Partnership |  | Mississauga | ON | 43.651 | -79.582 | operating | 2017 | [17 empty] | IESO Active Generation Contract List 3760 |  | 0.125 | [28 empty] | Yes
102050 | P052 | FALSE | FALSE | TRUE | FALSE | Reliant First Nation Limited Partnership |  | Mississauga | ON | 43.652 | -79.581 | operating | 2017 | [17 empty] | IESO Active Generation Contract List 3189 |  | 0.23 | [28 empty] | Yes
102051 | P054 | FALSE | FALSE | TRUE | FALSE | Reliant First Nation Limited Partnership |  | Mississauga | ON | 43.653 | -79.58 | operating | 2017 | [17 empty] | IESO Active Generation Contract List 3805 |  | 0.115 | [28 empty] | Yes
102052 | P055 | FALSE | FALSE | TRUE | FALSE | Reliant First Nation Limited Partnership |  | Mississauga | ON | 43.654 | -79.579 | operating | 2017 | [17 empty] | IESO Active Generation Contract List 3505 |  | 0.16 | [28 empty] | Yes
102053 | P057A | FALSE | FALSE | TRUE | FALSE | Reliant First Nation LP |  | Mississauga | ON | 43.655 | -79.578 | operating | 2017 |  | 2017 | [15 empty] | IESO Active Generation Contract List 2949 |  | 0.25 | [28 empty] | Yes
102054 | P05-896 Meyerside | FALSE | FALSE | TRUE | FALSE | Sky Solar (Canada) FIT 1 Limited Partnership |  | Mississauga | ON | 43.656 | -79.577 | operating | 2014 | [17 empty] | IESO Active Generation Contract List 3547 |  | 0.15 | [28 empty] | Yes
102055 | P059 | FALSE | FALSE | TRUE | FALSE | Reliant First Nation Limited Partnership |  | Mississauga | ON | 43.657 | -79.576 | operating | [18 empty] | IESO Active Generation Contract List 3356 |  | 0.2 | [28 empty] | Yes
102056 | P062 | FALSE | FALSE | TRUE | FALSE | Reliant First Nation LP |  | Mississauga | ON | 43.658 | -79.575 | operating | 2016 |  | 2017 | [15 empty] | IESO Active Generation Contract List 3035 |  | 0.25 | [28 empty] | Yes
102057 | P065 | FALSE | FALSE | TRUE | FALSE | Reliant First Nation Limited Partnership |  | Mississauga | ON | 43.659 | -79.574 | operating | 2017 | [17 empty] | IESO Active Generation Contract List 3511 |  | 0.155 | [28 empty] | Yes
102058 | P066 | FALSE | FALSE | TRUE | FALSE | Reliant First Nation Limited Partnership |  | Mississauga | ON | 43.66 | -79.573 | operating | 2017 | [17 empty] | IESO Active Generation Contract List 3357 |  | 0.2 | [28 empty] | Yes
102059 | P071 | FALSE | FALSE | TRUE | FALSE | Reliant First Nation Limited Partnership |  | Mississauga | ON | 43.661 | -79.572 | operating | 2017 | [17 empty] | IESO Active Generation Contract List 3448 |  | 0.175 | [28 empty] | Yes
102060 | P073 | FALSE | FALSE | TRUE | FALSE | Reliant First Nation Limited Partnership |  | Mississauga | ON | 43.662 | -79.571 | operating | 2017 | [17 empty] | IESO Active Generation Contract List 3187 |  | 0.23 | [28 empty] | Yes
102061 | P074 | FALSE | FALSE | TRUE | FALSE | Reliant First Nation Limited Partnership |  | Mississauga | ON | 43.663 | -79.57 | operating | 2017 | [17 empty] | IESO Active Generation Contract List 3231 |  | 0.215 | [28 empty] | Yes
102062 | P079 | FALSE | FALSE | TRUE | FALSE | Reliant First Nation Limited Partnership |  | Mississauga | ON | 43.664 | -79.569 | operating | 2017 | [17 empty] | IESO Active Generation Contract List 3795 |  | 0.12 | [28 empty] | Yes
102063 | P08-1935 Drew | FALSE | FALSE | TRUE | FALSE | Firelight Solar L.P. |  | Mississauga | ON | 43.665 | -79.568 | operating | 2013 | [17 empty] | IESO Active Generation Contract List 3524 |  | 0.15 | [28 empty] | Yes
102064 | P082 | FALSE | FALSE | TRUE | FALSE | Reliant First Nation LP |  | Mississauga | ON | 43.666 | -79.567 | operating | 2017 |  | 2017 | [15 empty] | IESO Active Generation Contract List 2494 |  | 0.34 | [28 empty] | Yes
102065 | P087 | FALSE | FALSE | TRUE | FALSE | Reliant First Nation Limited Partnership |  | Mississauga | ON | 43.667 | -79.566 | operating | 2017 | [17 empty] | IESO Active Generation Contract List 3590 |  | 0.15 | [28 empty] | Yes
102066 | P088 | FALSE | FALSE | TRUE | FALSE | Reliant First Nation Limited Partnership |  | Mississauga | ON | 43.668 | -79.565 | operating | 2017 | [17 empty] | IESO Active Generation Contract List 3735 |  | 0.13 | [28 empty] | Yes
102067 | P089 | FALSE | FALSE | TRUE | FALSE | Reliant First Nation Limited Partnership |  | Mississauga | ON | 43.669 | -79.564 | operating | [18 empty] | IESO Active Generation Contract List 3245 |  | 0.21 | [28 empty] | Yes
102068 | P092A | FALSE | FALSE | TRUE | FALSE | Reliant First Nation LP |  | Mississauga | ON | 43.67 | -79.563 | operating | 2017 |  | 2017 | [15 empty] | IESO Active Generation Contract List 2996 |  | 0.25 | [28 empty] | Yes
102069 | P093 | FALSE | FALSE | TRUE | FALSE | Reliant First Nation Limited Partnership |  | Mississauga | ON | 43.671 | -79.562 | operating | 2017 | [17 empty] | IESO Active Generation Contract List 3595 |  | 0.15 | [28 empty] | Yes
102070 | P096 | FALSE | FALSE | TRUE | FALSE | Reliant First Nation Limited Partnership |  | Mississauga | ON | 43.672 | -79.561 | operating | 2017 | [17 empty] | IESO Active Generation Contract List 3257 |  | 0.205 | [28 empty] | Yes
102071 | P097 | FALSE | FALSE | TRUE | FALSE | Reliant First Nation Limited Partnership |  | Mississauga | ON | 43.673 | -79.56 | operating | 2017 | [17 empty] | IESO Active Generation Contract List 3399 |  | 0.19 | [28 empty] | Yes
102072 | P098 | FALSE | FALSE | TRUE | FALSE | Reliant First Nation Limited Partnership |  | Mississauga | ON | 43.674 | -79.559 | operating | 2017 | [17 empty] | IESO Active Generation Contract List 3654 |  | 0.14 | [28 empty] | Yes
102073 | P101 | FALSE | FALSE | TRUE | FALSE | Reliant First Nation Limited Partnership |  | Mississauga | ON | 43.675 | -79.558 | operating | [18 empty] | IESO Active Generation Contract List 3602 |  | 0.15 | [28 empty] | Yes
102074 | P102 | FALSE | FALSE | TRUE | FALSE | Reliant First Nation Limited Partnership |  | Mississauga | ON | 43.676 | -79.557 | operating | 2017 | [17 empty] | IESO Active Generation Contract List 3426 |  | 0.18 | [28 empty] | Yes
102075 | P105 | FALSE | FALSE | TRUE | FALSE | Reliant First Nation Limited Partnership |  | Mississauga | ON | 43.677 | -79.556 | operating | 2017 | [17 empty] | IESO Active Generation Contract List 3430 |  | 0.18 | [28 empty] | Yes
102076 | P107 | FALSE | FALSE | TRUE | FALSE | Reliant First Nation Limited Partnership |  | Mississauga | ON | 43.678 | -79.555 | operating | 2017 | [17 empty] | IESO Active Generation Contract List 3703 |  | 0.135 | [28 empty] | Yes
102077 | P108 | FALSE | FALSE | TRUE | FALSE | Reliant First Nation LP |  | Mississauga | ON | 43.679 | -79.554 | operating | 2012 |  | 2017 | [15 empty] | IESO Active Generation Contract List 2252 |  | 0.5 | [28 empty] | Yes
102078 | P114 | FALSE | FALSE | TRUE | FALSE | Reliant First Nation Limited Partnership |  | Mississauga | ON | 43.68 | -79.553 | operating | 2016 | [17 empty] | IESO Active Generation Contract List 3185 |  | 0.23 | [28 empty] | Yes
102079 | P117 | FALSE | FALSE | TRUE | FALSE | Reliant First Nation Limited Partnership |  | Mississauga | ON | 43.681 | -79.552 | operating | 2017 | [17 empty] | IESO Active Generation Contract List 3220 |  | 0.22 | [28 empty] | Yes
102080 | P123 | FALSE | FALSE | TRUE | FALSE | Reliant First Nation LP |  | Mississauga | ON | 43.682 | -79.551 | operating | 2017 |  | 2017 | [15 empty] | IESO Active Generation Contract List 3078 |  | 0.25 | [28 empty] | Yes
102081 | P125 | FALSE | FALSE | TRUE | FALSE | Reliant First Nation Limited Partnership |  | Mississauga | ON | 43.683 | -79.55 | operating | 2017 | [17 empty] | IESO Active Generation Contract List 3794 |  | 0.12 | [28 empty] | Yes
102082 | P126 | FALSE | FALSE | TRUE | FALSE | Reliant First Nation Limited Partnership |  | Mississauga | ON | 43.684 | -79.549 | operating | 2017 | [17 empty] | IESO Active Generation Contract List 3732 |  | 0.13 | [28 empty] | Yes
102083 | P127 | FALSE | FALSE | TRUE | FALSE | Reliant First Nation Limited Partnership |  | Mississauga | ON | 43.685 | -79.548 | operating | 2017 | [17 empty] | IESO Active Generation Contract List 3758 |  | 0.125 | [28 empty] | Yes
102084 | P218 | FALSE | FALSE | TRUE | FALSE | Reliant First Nation Limited Partnership |  | Mississauga | ON | 43.686 | -79.547 | operating | 2017 | [17 empty] | IESO Active Generation Contract List 3482 |  | 0.165 | [28 empty] | Yes
102085 | P219 | FALSE | FALSE | TRUE | FALSE | Reliant First Nation Limited Partnership |  | Mississauga | ON | 43.687 | -79.546 | operating | 2017 | [17 empty] | IESO Active Generation Contract List 3391 |  | 0.19 | [28 empty] | Yes
102086 | P220 | FALSE | FALSE | TRUE | FALSE | Reliant First Nation Limited Partnership |  | Mississauga | ON | 43.688 | -79.545 | operating | 2017 | [17 empty] | IESO Active Generation Contract List 3622 |  | 0.15 | [28 empty] | Yes
102087 | P221A | FALSE | FALSE | TRUE | FALSE | Reliant First Nation Limited Partnership |  | Mississauga | ON | 43.689 | -79.544 | operating | 2017 | [17 empty] | IESO Active Generation Contract List 3823 |  | 0.11 | [28 empty] | Yes
102088 | P222 | FALSE | FALSE | TRUE | FALSE | Reliant First Nation Limited Partnership |  | Mississauga | ON | 43.69 | -79.543 | operating | 2017 | [17 empty] | IESO Active Generation Contract List 3497 |  | 0.16 | [28 empty] | Yes
102089 | P226 | FALSE | FALSE | TRUE | FALSE | Reliant First Nation Limited Partnership |  | Mississauga | ON | 43.691 | -79.542 | operating | 2017 | [17 empty] | IESO Active Generation Contract List 3601 |  | 0.15 | [28 empty] | Yes
102090 | Prog-Die | FALSE | FALSE | TRUE | FALSE | WC Enerco Inc. |  | Mississauga | ON | 43.692 | -79.541 | operating | 2014 | [17 empty] | IESO Active Generation Contract List 3816 |  | 0.11159 | [28 empty] | Yes
102091 | Ranob Solar 2160 | FALSE | FALSE | TRUE | FALSE | Ranob Estates Inc. |  | Mississauga | ON | 43.693 | -79.54 | operating | 2014 |  | 2017 | [15 empty] | IESO Active Generation Contract List 2902 |  | 0.25 | [28 empty] | Yes
102092 | S04-2562 Stanfield | FALSE | FALSE | TRUE | FALSE | 8180792 Canada Inc. |  | Mississauga | ON | 43.694 | -79.539 | operating | 2015 |  | 2017 | [15 empty] | IESO Active Generation Contract List 2437 |  | 0.4 | [28 empty] | Yes
102093 | SMART-M 002PV | FALSE | FALSE | TRUE | FALSE | SSTI Mavis Mississauga, LLC |  | Mississauga | ON | 43.695 | -79.538 | operating | 2014 |  | 2017 | [15 empty] | IESO Active Generation Contract List 2936 |  | 0.25 | [28 empty] | Yes
102094 | Solar@1660MathesonBlvd | FALSE | FALSE | TRUE | FALSE | Just In Time Self Storage Inc. |  | Mississauga | ON | 43.696 | -79.537 | operating | 2015 |  | 2017 | [15 empty] | IESO Active Generation Contract List 3206 |  | 0.22446 | [28 empty] | Yes
102095 | SPIRITO | FALSE | FALSE | TRUE | FALSE | PowerStream Inc. |  | Mississauga | ON | 43.697 | -79.536 | operating | 2012 |  | 2017 | [15 empty] | IESO Active Generation Contract List 3440 |  | 0.175 | [28 empty] | Yes
102096 | SPN 354 | FALSE | FALSE | TRUE | FALSE | SPN LP 7 |  | Mississauga | ON | 43.698 | -79.535 | operating | 2016 |  | 2017 | [15 empty] | IESO Active Generation Contract List 3020 |  | 0.25 | [28 empty] | Yes
102097 | SPN 355 | FALSE | FALSE | TRUE | FALSE | SPN LP 7 |  | Mississauga | ON | 43.699 | -79.534 | operating | 2016 |  | 2017 | [15 empty] | IESO Active Generation Contract List 3095 |  | 0.25 | [28 empty] | Yes
102098 | SPN 356 | FALSE | FALSE | TRUE | FALSE | SPN LP 7 |  | Mississauga | ON | 43.7 | -79.533 | operating | 2016 |  | 2017 | [15 empty] | IESO Active Generation Contract List 3500 |  | 0.16 | [28 empty] | Yes
102099 | SPN 492 | FALSE | FALSE | TRUE | FALSE | SPN LP 3 |  | Mississauga | ON | 43.701 | -79.532 | operating | 2016 |  | 2017 | [15 empty] | IESO Active Generation Contract List 2989 |  | 0.25 | [28 empty] | Yes
102100 | SPN 586 | FALSE | FALSE | TRUE | FALSE | SPN LP 3 |  | Mississauga | ON | 43.702 | -79.531 | operating | 2016 |  | 2017 | [15 empty] | IESO Active Generation Contract List 3054 |  | 0.25 | [28 empty] | Yes
102101 | SunEdison ON-11-0700 | FALSE | FALSE | TRUE | FALSE | SunEdison Canada Origination Health LP |  | Mississauga | ON | 43.703 | -79.53 | operating | 2016 |  | 2017 | [15 empty] | IESO Active Generation Contract List 3613 |  | 0.15 | [28 empty] | Yes
102102 | SunEdison ON-11-0703 | FALSE | FALSE | TRUE | FALSE | SunEdison Canada Origination Health LP |  | Mississauga | ON | 43.704 | -79.529 | operating | [18 empty] | IESO Active Generation Contract List 3453 |  | 0.175 | [28 empty] | Yes
102103 | SunEdison ON-11-0704 | FALSE | FALSE | TRUE | FALSE | SunEdison Canada Origination Health LP |  | Mississauga | ON | 43.705 | -79.528 | operating | 2016 |  | 2017 | [15 empty] | IESO Active Generation Contract List 3451 |  | 0.175 | [28 empty] | Yes
102104 | SunEdison ON-12-0300 | FALSE | FALSE | TRUE | FALSE | Dundee Industrial Solar LP |  | Mississauga | ON | 43.706 | -79.527 | operating | 2015 |  | 2017 | [15 empty] | IESO Active Generation Contract List 2500 |  | 0.325 | [28 empty] | Yes
102105 | SunEdison ON-12-0303 | FALSE | FALSE | TRUE | FALSE | Dundee Industrial Solar LP |  | Mississauga | ON | 43.707 | -79.526 | operating | 2015 |  | 2017 | [15 empty] | IESO Active Generation Contract List 2537 |  | 0.29 | [28 empty] | Yes
102106 | Tatry Pathways | TRUE | FALSE | FALSE | FALSE |  |  | Mississauga | ON | 43.708 | -79.525 | decom | 1994 |  | 2015 | 236 | [14 empty] | CEEDC Cogen survey 2019 |  | 0.13 | [5 empty] | Yes |  | 2 | GE |  | 0.13 |  |  |  | Yes
102107 | University of Toronto at Mississauga | TRUE | FALSE | FALSE | FALSE |  |  | Mississauga | ON | 43.709 | -79.524 | operating | 2000 |  | 2015 | 611 | [14 empty] | CEEDC Cogen survey 2019 | [7 empty] | Yes |  | 1
102108 | Almonte Generating Station | FALSE | FALSE | TRUE | FALSE | Mississippi River Power Corp. |  | Mississippi River | ON | 45.44 | -76.282 | operating | 1925 |  | 2017 | 221 | [14 empty] | Statistics Canada. Electric Power Generating Stations, 2000. |  | 5 |  | 11600 | [27 empty] | Yes
102109 | High Falls Generating Station | FALSE | FALSE | TRUE | FALSE | Ontario Power Generation Inc. |  | Mississippi River | ON | 45.441 | -76.281 | operating | 1920 |  | 2017 | 221 | [14 empty] | http://www.opg.com/generating-power/hydro/central-ontario/Pages/high-falls-station.aspx |  | 2.91 | [29 empty] | Yes
102110 | Mohawk Point Wind Farm | FALSE | FALSE | TRUE | FALSE | Engie Energy International |  | Port Colborne | ON | 42.887 | -79.251 | operating | 2009 |  | 2017 | 221 | [16 empty] | 9.9 | [30 empty] | Yes
102111 | Andrews Generating Station | FALSE | FALSE | TRUE | FALSE | Brookfield Renewable Power Inc. |  | Montreal River | ON | 47.211 | -84.606 | operating | 1996 |  | 2017 | 221 | [14 empty] | https://renewableops.brookfield.com/en/Presence/Global-Presence |  | 46.9 |  | 210000 | [27 empty] | Yes
102112 | Chute Generating Station | FALSE | FALSE | TRUE | FALSE | Ontario Power Generation Inc. |  | Montreal River | ON | 47.212 | -84.605 | operating | 1923 |  | 2017 | 221 | [14 empty] | http://www.opg.com/generating-power/hydro/northeast-ontario/Pages/chute-station.aspx |  | 3 | [29 empty] | Yes
102113 | Hogg | FALSE | FALSE | TRUE | FALSE | Brookfield Renewable Power Inc. |  | Montreal River | ON | 47.213 | -84.604 | operating | 1965 |  | 2017 | 221 | [14 empty] | https://renewableops.brookfield.com/en/Presence/Global-Presence |  | 18.5 |  | 85000 | [27 empty] | Yes
102114 | Hound Chute | FALSE | FALSE | TRUE | FALSE | Ontario Power Generation Inc. |  | Montreal River | ON | 47.214 | -84.603 | operating | 1910 |  | 2017 | 221 | [14 empty] | Statistics Canada. Electric Power Generating Stations, 2000. |  | 9 | [29 empty] | Yes
102115 | Lower Notch | FALSE | FALSE | TRUE | FALSE | Ontario Power Generation Inc. |  | Montreal River | ON | 47.215 | -84.602 | operating | 1971 |  | 2017 | 221 | [14 empty] | Statistics Canada. Electric Power Generating Stations, 2000. |  | 274 | [29 empty] | Yes
102116 | Mackay | FALSE | FALSE | TRUE | FALSE | Brookfield Renewable Power Inc. |  | Montreal River | ON | 47.216 | -84.601 | operating | 1998 |  | 2017 | 221 | [14 empty] | https://renewableops.brookfield.com/en/Presence/Global-Presence |  | 62 |  | 276000 | [27 empty] | Yes
102117 | BLT Farms FIT Project | FALSE | FALSE | TRUE | FALSE | BLT Farms Inc. |  | Moorefield | ON | 43.759 | -80.748 | operating | 2011 |  | 2017 | [15 empty] | IESO Active Generation Contract List 3726 |  | 0.13 | [28 empty] | Yes
102118 | Gleeson-McGuire PV Solar | FALSE | FALSE | TRUE | FALSE | LIFE Co-operative Inc. | Devin McGuire and Kayla McGuire | Moorefield | ON | 43.76 | -80.747 | operating | 2015 | [17 empty] | IESO Active Generation Contract List 3324 |  | 0.2 | [28 empty] | Yes
102119 | Mapleton Solar - LIFE Solar JV 50 | FALSE | FALSE | TRUE | FALSE | LIFE Co-operative Inc. | de Groot Family | Moorefield | ON | 43.761 | -80.746 | operating | 2015 |  | 2017 | [15 empty] | IESO Active Generation Contract List 2495 |  | 0.33 | [28 empty] | Yes
102120 | Ferme Claude Castonguay | FALSE | FALSE | TRUE | FALSE | Claude Castonguay |  | Moose Creek | ON | 45.261 | -74.97 | operating | 2011 |  | 2017 | [15 empty] | http://www.canadiansolar.com/solar-projects/moose-creek-canada.html |  | 0.25 |  | 365 | [26 empty] | Yes
102121 | Wanna Make it Farm (Solar) II | FALSE | FALSE | TRUE | FALSE | Alain and Susan Leduc |  | Moose Creek | ON | 45.262 | -74.969 | operating | 2013 |  | 2017 | [15 empty] | IESO Active Generation Contract List 3241 |  | 0.21 | [28 empty] | Yes
102122 | Peter Hillen Solar I | FALSE | FALSE | TRUE | FALSE | 2251052 Ontario Inc. |  | Mount Brydges | ON | 42.91 | -81.496 | operating | 2012 | [17 empty] | IESO Active Generation Contract List 3481 |  | 0.165 | [28 empty] | Yes
102123 | SPN 462 | FALSE | FALSE | TRUE | FALSE | SPN LP 4 |  | Mount Brydges | ON | 42.911 | -81.495 | operating | 2016 |  | 2017 | [15 empty] | IESO Active Generation Contract List 3186 |  | 0.23 | [28 empty] | Yes
102124 | Reitdijk_10021062 | FALSE | FALSE | TRUE | FALSE | Cornelis Rietdijk |  | Murillo | ON | 48.412 | -89.502 | operating | 2016 |  | 2017 | [15 empty] | IESO Active Generation Contract List 2987 |  | 0.25 | [28 empty] | Yes
102125 | Big Eddy | FALSE | FALSE | TRUE | FALSE | Ontario Power Generation Inc. |  | Muskoka River | ON | 45.179 | -79.289 | operating | 1941 |  | 2017 | 221 | [14 empty] | http://www.opg.com/ops/H_locations.asp#SmallHydro. Statistics Canada. Electric Power Generating Stations, 2000. |  | 8 | [29 empty] | Yes
102126 | Bracebridge Falls | FALSE | FALSE | TRUE | FALSE | Bracebridge Generation Ltd. |  | Muskoka River | ON | 45.18 | -79.288 | operating | 1901 |  | 2017 | 221 | [14 empty] | IESO Active Generation Contract List 2016 |  | 0.6 |  | 3836.88 | [27 empty] | Yes
102127 | Bracebridge Falls Expansion | FALSE | FALSE | TRUE | FALSE | Bracebridge Generation Ltd. |  | Muskoka River | ON | 45.181 | -79.287 | operating | 2010 |  | 2017 | [15 empty] | IESO Active Generation Contract List 2016 |  | 2 | [29 empty] | Yes
102128 | High Falls | FALSE | FALSE | TRUE | FALSE | Bracebridge Generation Ltd. |  | Muskoka River | ON | 45.182 | -79.286 | operating | 1948 |  | 2017 | 221 | [14 empty] | IESO Active Generation Contract List 2016 |  | 2.3 |  | 12074 | [27 empty] | Yes
102129 | Matthias | FALSE | FALSE | TRUE | FALSE | Orillia Power |  | Muskoka River | ON | 45.183 | -79.285 | operating | 1950 |  | 2017 | 221 | [14 empty] | http://orilliapower.ca/waterpower/ |  | 3 |  | 15559 | [27 empty] | Yes
102130 | Ragged Rapids | FALSE | FALSE | TRUE | FALSE | Ontario Power Generation Inc. |  | Muskoka River | ON | 45.184 | -79.284 | operating | 1938 |  | 2017 | 221 | [14 empty] | http://www.opg.com/generating-power/hydro/central-ontario/Pages/ragged-rapids-station.aspx |  | 8 | [29 empty] | Yes
102131 | Wilsons Falls | FALSE | FALSE | TRUE | FALSE | Bracebridge Generation Ltd. |  | Muskoka River | ON | 45.185 | -79.283 | operating | 1909 |  | 2017 | 221 | [14 empty] | IESO Active Generation Contract List 2016 |  | 0.6 |  | 3836.88 | [27 empty] | Yes
102132 | Wilsons Falls Expansion | FALSE | FALSE | TRUE | FALSE | Bracebridge Generation Ltd. |  | Muskoka River | ON | 45.186 | -79.282 | operating | 2010 |  | 2017 | [15 empty] | IESO Active Generation Contract List 2016 |  | 2.3 | [29 empty] | Yes
102133 | Rainham Road Solar | FALSE | FALSE | TRUE | FALSE | 2382525 Ontario Ltd. |  | Nanticoke | ON | 42.809 | -80.082 | operating | 2013 |  | 2017 | [15 empty] | IESO Active Generation Contract List 2810 |  | 0.25 | [28 empty] | Yes
102134 | Collin's Court Rooftop | FALSE | FALSE | TRUE | FALSE | 1178572 Ontario Inc. |  | Napanee | ON | 44.215 | -76.964 | operating | 2015 | [17 empty] | IESO Active Generation Contract List 3144 |  | 0.245 | [28 empty] | Yes
102135 | Elliott | FALSE | FALSE | TRUE | FALSE | Hay Bay Solar LP |  | Napanee | ON | 44.216 | -76.963 | operating | 2015 | [17 empty] | IESO Active Generation Contract List 3579 |  | 0.15 | [28 empty] | Yes
102136 | Enviro Park Lane Rooftop | FALSE | FALSE | TRUE | FALSE | Enviro Park Solar Ltd. |  | Napanee | ON | 44.217 | -76.962 | operating | 2015 |  | 2017 | [15 empty] | IESO Active Generation Contract List 2508 |  | 0.31 | [28 empty] | Yes
102137 | First Light 2 | FALSE | FALSE | TRUE | FALSE | SunE Sky First Light 2 LP |  | Napanee | ON | 44.218 | -76.961 | operating | 2011 |  | 2017 | [15 empty] | http://www.thestar.com/business/tech_news/2009/10/14/new_solar_farm_can_provide_power_for_1000_homes.html |  | 10 | [28 empty] | Yes
102138 | Kaiser Lake Farms 1 | FALSE | FALSE | TRUE | FALSE | Great West Energy Limited Partnership |  | Napanee | ON | 44.219 | -76.96 | operating | 2015 | [17 empty] | IESO Active Generation Contract List 3422 |  | 0.18 | [28 empty] | Yes
102139 | Little Creek Solar Facility | FALSE | FALSE | TRUE | FALSE | BluEarth Renewables Inc. |  | Napanee | ON | 44.22 | -76.959 | operating | 2012 |  | 2017 | [15 empty] | http://www.bluearthrenewables.com/portfolio/little-creek-solar-project/ |  | 8.5 |  | 500 | [26 empty] | Yes
102140 | Napanee Solar Project | FALSE | FALSE | TRUE | FALSE | SunE Sandhurst LP |  | Napanee | ON | 44.221 | -76.958 | operating | 2012 |  | 2017 | [15 empty] | IESO Active Generation Contract List 2025 |  | 10 | [28 empty] | Yes
102141 | Sentinel Solar Park | FALSE | FALSE | TRUE | FALSE | Robert John McCutcheon |  | Napanee | ON | 44.222 | -76.957 | operating | 2017 |  | 2017 | [15 empty] | IESO Active Generation Contract List 2383 |  | 0.474 | [28 empty] | Yes
102142 | Atikameksheng Solar Farm | FALSE | FALSE | TRUE | FALSE | Atikameksheng Anishnawbek |  | Naughton | ON | 46.402 | -81.194 | operating | 2016 |  | 2017 | [15 empty] | IESO Active Generation Contract List 2927 |  | 0.25 | [28 empty] | Yes
102143 | Bradley Bus Lines | FALSE | FALSE | TRUE | FALSE |  |  | Navan | ON | 45.421 | -75.427 | operating |  |  |  | 485 | [14 empty] | WaterFurnace International, 800-222-5667 | [23 empty] | Yes
102144 | Algonquin College | FALSE | TRUE | FALSE | FALSE | Algonquin College |  | Nepean | ON | 45.335 | -75.724 | operating | 1970 |  | 2014 |  |  |  | large | [6 empty] | Yes |  |  |  |  | CIEEDAC DE Survey 2014 |  |  | 11.254 |  | 12551.94 | [11 empty] | Yes | [16 empty] | Yes | [22 empty] | Yes | Yes | Yes |  | 6 | 6 |  | 725878 | 725878 |  | 600 | 600 |  | No | No |  |  |  | 0.35169 | 7.0338 | 3.8685 | 1346.11 | 9733.61 | 1472.22
102145 | 2316 Bridge St (Schiedel View Farms) | FALSE | FALSE | TRUE | FALSE | CEDC TURKEY SUNSHARE JV |  | New Hamburg | ON | 43.379 | -80.711 | operating | 2016 |  | 2017 | [15 empty] | IESO Active Generation Contract List 2965 |  | 0.25 | [28 empty] | Yes
102146 | 10b McNaughton | FALSE | FALSE | TRUE | FALSE | Rural Energy LP |  | New Liskeard | ON | 47.506 | -79.696 | operating | 2015 |  | 2017 | [15 empty] | IESO Active Generation Contract List 2035 |  | 0.5 | [28 empty] | Yes
102147 | 6 Strubhar | FALSE | FALSE | TRUE | FALSE | Rural Energy LP |  | New Liskeard | ON | 47.507 | -79.695 | operating | 2015 |  | 2017 | [15 empty] | IESO Active Generation Contract List 2067 |  | 0.5 | [28 empty] | Yes
102148 | AGRIS Solar (LT 3 CON 3 DYMOND) | FALSE | FALSE | TRUE | FALSE | AGRIS Solar Co-operative Inc. |  | New Liskeard | ON | 47.508 | -79.694 | operating | 2015 |  | 2017 | [15 empty] | IESO Active Generation Contract List 2083 |  | 0.5 | [28 empty] | Yes
102149 | AGRIS Solar (LT 5 CON 3 DYMOND) | FALSE | FALSE | TRUE | FALSE | AGRIS Solar Co-operative Inc. |  | New Liskeard | ON | 47.509 | -79.693 | operating | 2015 |  | 2017 | [15 empty] | IESO Active Generation Contract List 2086 |  | 0.5 | [28 empty] | Yes
102150 | AGRIS Solar (LT 5 CON 4 HARLEY) | FALSE | FALSE | TRUE | FALSE | AGRIS Solar Co-operative Inc. |  | New Liskeard | ON | 47.51 | -79.692 | operating | 2015 |  | 2017 | [15 empty] | IESO Active Generation Contract List 2087 |  | 0.5 | [28 empty] | Yes
102151 | AGRIS Solar Garden 1 | FALSE | FALSE | TRUE | FALSE | AGRIS Solar Co-operative Inc. |  | New Liskeard | ON | 47.511 | -79.691 | operating | 2015 |  | 2017 | [15 empty] | IESO Active Generation Contract List 2090 |  | 0.5 | [28 empty] | Yes
102152 | Liskeard 1 Solar Project | FALSE | FALSE | TRUE | FALSE | TransCanada Corp. |  | New Liskeard | ON | 47.512 | -79.69 | operating | 2014 |  | 2017 | [15 empty] | http://www.transcanada.com/announcements-article.html?id=1908067&t= |  | 10 | [28 empty] | Yes
102153 | Liskeard 3 Solar Project | FALSE | FALSE | TRUE | FALSE | Canadian Solar Solutions Inc. |  | New Liskeard | ON | 47.513 | -79.689 | operating | 2014 |  | 2017 | [17 empty] | 10 | [28 empty] | Yes
102154 | Liskeard 4 Solar Project | FALSE | FALSE | TRUE | FALSE | Canadian Solar Solutions Inc. |  | New Liskeard | ON | 47.514 | -79.688 | operating | 2014 |  | 2017 | [17 empty] | 10 | [28 empty] | Yes
102155 | Misema | FALSE | FALSE | TRUE | FALSE | TransAlta Corp. |  | New Liskeard | ON | 47.515 | -79.687 | operating | 2003 |  | 2017 | 221 | [14 empty] | http://www.transalta.com/facilities/plants-operation/misema |  | 3 |  | 14000 | [27 empty] | Yes
102156 | Ragged Chute | FALSE | FALSE | TRUE | FALSE | TransAlta Corp. |  | New Liskeard | ON | 47.516 | -79.686 | operating | 1991 |  | 2017 | 221 | [14 empty] | http://www.canhydro.com/ragged%20chute.asp.Statistics Canada. Electric Power Generating Stations, 2000. |  | 6.6 |  | 43700 | [27 empty] | Yes
102157 | SOMEREN SOLAR (Clover Valley Road) | FALSE | FALSE | TRUE | FALSE | John Geurtjens | Theresa Geurtjens | New Liskeard | ON | 47.517 | -79.685 | operating | 2016 |  | 2017 | [15 empty] | IESO Active Generation Contract List 2303 |  | 0.5 | [28 empty] | Yes
102158 | SOMEREN SOLAR (River Road) | FALSE | FALSE | TRUE | FALSE | John Geurtjens | Theresa Geurtjens | New Liskeard | ON | 47.518 | -79.684 | operating | 2016 |  | 2017 | [15 empty] | IESO Active Generation Contract List 2305 |  | 0.5 | [28 empty] | Yes
102159 | SFF 1 | FALSE | FALSE | TRUE | FALSE |  |  | Newburgh | ON | 44.326 | -76.877 | operating | 2016 |  | 2017 | [15 empty] | IESO Active Generation Contract List 2285 |  | 0.5 | [28 empty] | Yes
102160 | SFF 11 | FALSE | FALSE | TRUE | FALSE |  |  | Newburgh | ON | 44.327 | -76.876 | operating | 2016 |  | 2017 | [15 empty] | IESO Active Generation Contract List 2286 |  | 0.5 | [28 empty] | Yes
102161 | SFF 14 | FALSE | FALSE | TRUE | FALSE |  |  | Newburgh | ON | 44.328 | -76.875 | operating | 2016 |  | 2017 | [15 empty] | IESO Active Generation Contract List 2288 |  | 0.5 | [28 empty] | Yes
102162 | SFF 9 | FALSE | FALSE | TRUE | FALSE |  |  | Newburgh | ON | 44.329 | -76.874 | operating | 2016 |  | 2017 | [15 empty] | IESO Active Generation Contract List 2296 |  | 0.5 | [28 empty] | Yes
102163 | Stone Mills Solar Farm A (500KW) | FALSE | FALSE | TRUE | FALSE | PowerStream Inc. |  | Newburgh | ON | 44.33 | -76.873 | operating | 2013 |  | 2017 | [15 empty] | IESO Active Generation Contract List 2330 |  | 0.5 | [28 empty] | Yes
102164 | HPG Site A | FALSE | FALSE | TRUE | FALSE | Hybridyne |  | Newcastle | ON | 43.918 | -78.587 | operating | 2016 |  | 2017 | [15 empty] | IESO Active Generation Contract List 2025 |  | 2 | [28 empty] | Yes
102165 | H06-17850 YONGE | FALSE | FALSE | TRUE | FALSE | MOM I LP |  | Newmarket | ON | 44.059 | -79.461 | operating | 2013 |  | 2017 | [15 empty] | IESO Active Generation Contract List 2395 |  | 0.45 | [28 empty] | Yes
102166 | HORLINGS 55 BERNHARDT RD | FALSE | FALSE | TRUE | FALSE | WILLIAM HORLINGS & SONS Ltd. |  | Newmarket | ON | 44.06 | -79.46 | operating | 2015 |  | 2017 | [15 empty] | IESO Active Generation Contract List 2542 |  | 0.27814 | [28 empty] | Yes
102167 | Magna Centre | FALSE | FALSE | TRUE | FALSE | Town of Newmarket |  | Newmarket | ON | 44.061 | -79.459 | operating | 2015 |  | 2017 | [15 empty] | IESO Active Generation Contract List 2203 |  | 0.5 | [28 empty] | Yes
102168 | MSL-195 HARRY WALKER | FALSE | FALSE | TRUE | FALSE | 2391395 Ontario Inc. |  | Newmarket | ON | 44.062 | -79.458 | operating | 2016 |  | 2017 | [15 empty] | IESO Active Generation Contract List 2220 |  | 0.5 | [28 empty] | Yes
102169 | NTR Solar III | FALSE | FALSE | TRUE | FALSE | OSPSD AND WIKWEMIKONG FIT 3 LIMITED PARTNERSHIP |  | Newmarket | ON | 44.063 | -79.457 | operating | 2016 | [17 empty] | IESO Active Generation Contract List 3333 |  | 0.2 | [28 empty] | Yes
102170 | Ray Twinney Recreation Complex | FALSE | FALSE | TRUE | FALSE | The Corporation of the Town of Newmarket |  | Newmarket | ON | 44.064 | -79.456 | operating | 2014 | [17 empty] | IESO Active Generation Contract List 3629 |  | 0.14964 | [28 empty] | Yes
102171 | DCL Medical Arts Centre | FALSE | FALSE | TRUE | FALSE |  |  | Niagara Falls | ON | 43.09 | -79.085 | operating | [18 empty] | http://www.integralgroup.com/gallery/healthcare/dcl-medical-office/ | [23 empty] | Yes
102172 | H06-7190 MORRISON | FALSE | FALSE | TRUE | FALSE | Mann (002210-5900 Thorold Stone) LP |  | Niagara Falls | ON | 43.091 | -79.084 | operating | 2015 |  | 2017 | [15 empty] | IESO Active Generation Contract List 2571 |  | 0.25 | [28 empty] | Yes
102173 | Rankine Generating Station | FALSE | FALSE | TRUE | FALSE | Fortis Generation East Limited Partnership |  | Niagara River | ON | 43.086 | -78.985 | decom | 1905 | 2009 |  | 221 | [14 empty] | Statistics Canada. Electric Power Generating Stations, 2000. | [31 empty] | Yes
102174 | Sir Adam Beck I Generating Station | FALSE | FALSE | TRUE | FALSE | Ontario Power Generation Inc. |  | Niagara River | ON | 43.087 | -78.984 | operating | 1922 |  | 2017 | 221 | [14 empty] | Statistics Canada. Electric Power Generating Stations, 2000. |  | 450 | [29 empty] | Yes
102175 | Sir Adam Beck II Generating Station | FALSE | FALSE | TRUE | FALSE | Ontario Power Generation Inc. |  | Niagara River | ON | 43.088 | -78.983 | operating | 1954 |  | 2017 | 221 | [14 empty] | Statistics Canada. Electric Power Generating Stations, 2000. |  | 1499 | [29 empty] | Yes
102176 | Sir Adam Beck Pump Generating Station | FALSE | FALSE | TRUE | FALSE | Ontario Power Generation Inc. |  | Niagara River | ON | 43.089 | -78.982 | operating | 1957 |  | 2017 | 221 | [14 empty] | Statistics Canada. Electric Power Generating Stations, 2000. |  | 174 | [29 empty] | Yes
102177 | Toronto Power Generating Station | FALSE | FALSE | TRUE | FALSE | Niagara Parks Commission |  | Niagara River | ON | 43.09 | -78.981 | operating | [50 empty] | Yes
102178 | Cameron Falls Station | FALSE | FALSE | TRUE | FALSE | Ontario Power Generation Inc. |  | Nipigon River | ON | 48.976 | -88.257 | operating | 1921 |  | 2017 | 2211 | [14 empty] | http://www.opg.com/generating-power/hydro/northwest-ontario/Pages/cameron-falls-station.aspx |  | 92 | [29 empty] | Yes
102179 | Pine Portage | FALSE | FALSE | TRUE | FALSE | Ontario Power Generation Inc. |  | Nipigon River | ON | 48.977 | -88.256 | operating | 1950 |  | 2017 | 221 | [14 empty] | http://www.opg.com/generating-power/hydro/northwest-ontario/Pages/pine-portage-station.aspx |  | 144 | [29 empty] | Yes
102180 | SunE Sky Norfolk I and II (Ryerse/13th Side Road) | FALSE | FALSE | TRUE | FALSE | SkyPower |  | Norfolk County | ON | 42.797 | -80.414 | operating | 2010 |  | 2017 | [15 empty] | http://www.skypower.com/news/minister-of-energy-and-infrastructure-brad-duguids-visit-to-sune-sky-solar-park-in-norfolk-county-ontario-underscores-the-provinces-commitment-to-green-energy-jobs-and-investment/ |  | 18 |  | 19000 | [26 empty] | Yes
102181 | G04-125 Ferris | FALSE | FALSE | TRUE | FALSE | OSPS (002122-125 Ferris) LP |  | North Bay | ON | 46.309 | -79.461 | operating | 2014 |  | 2017 | [15 empty] | IESO Active Generation Contract List 2589 |  | 0.25 | [28 empty] | Yes
102182 | CityLights Solar Farm | FALSE | FALSE | TRUE | FALSE | CityLights LP |  | North Dundas | ON | 45.073 | -75.363 | operating | 2015 |  | 2017 | [15 empty] | http://whiteconstruction.com/project/city-lights-solar-farm/ |  | 10 | [28 empty] | Yes
102183 | Canterbury Place | FALSE | FALSE | TRUE | FALSE |  |  | North York | ON | 43.762 | -79.411 | operating | [18 empty] | http://www.geoxergy.com/canterbury-place/ | [23 empty] | Yes
102184 | Plainville Public School | FALSE | FALSE | TRUE | FALSE | Plainville Public School |  | Northumberland | ON | 43.929 | -78.111 | operating | 1990 |  |  | 6111 | [14 empty] | www.geo-exchange.ca/en/Pdf/Northumberland%20ON.pdf | [23 empty] | Yes
102185 | Asphodel-Norwood Community Centre | FALSE | FALSE | TRUE | FALSE | Peterborough Solar Projects Corp. |  | Norwood | ON | 44.382 | -77.98 | operating | 2016 |  | 2017 | [15 empty] | IESO Active Generation Contract List 3014 |  | 0.25 | [28 empty] | Yes
102186 | SunEdison ON-11-0146 | FALSE | FALSE | TRUE | FALSE | SunEdison Canada Origination Health LP |  | Norwood | ON | 44.383 | -77.979 | operating | 2016 |  | 2017 | [15 empty] | IESO Active Generation Contract List 2336 |  | 0.5 | [28 empty] | Yes
102187 | 493 Dundas Street West | FALSE | FALSE | TRUE | FALSE | Loblaw Properties Limited |  | Oakville | ON | 43.468 | -79.688 | operating | [18 empty] | IESO Active Generation Contract List 3063 |  | 0.25 | [28 empty] | Yes
102188 | A_1203Equestrian | FALSE | FALSE | TRUE | FALSE | 2343461 Ontario Inc. |  | Oakville | ON | 43.469 | -79.687 | operating | 2015 |  | 2017 | [15 empty] | IESO Active Generation Contract List 2905 |  | 0.25 | [28 empty] | Yes
102189 | Glen Abbey Community Center | FALSE | FALSE | TRUE | FALSE | Corporation of the Town of Oakville |  | Oakville | ON | 43.47 | -79.686 | operating | 2015 | [17 empty] | IESO Active Generation Contract List 3395 |  | 0.19 | [28 empty] | Yes
102190 | Glen Abbey Public School | FALSE | FALSE | TRUE | FALSE | Glen Abbey Public School |  | Oakville | ON | 43.471 | -79.685 | operating | 1989 |  |  | 6111 | [14 empty] | Gino Di Rezze, Groundheat, 905-737-6851 | [23 empty] | Yes
102191 | H06-3300 S SERVICE | FALSE | FALSE | TRUE | FALSE | MOM I LP |  | Oakville | ON | 43.472 | -79.684 | operating | 2014 |  | 2017 | [15 empty] | IESO Active Generation Contract List 2515 |  | 0.3 | [28 empty] | Yes
102192 | H06-99 CROSS | FALSE | FALSE | TRUE | FALSE | MOM Solar LP |  | Oakville | ON | 43.473 | -79.683 | operating | 2012 |  | 2017 | [15 empty] | IESO Active Generation Contract List 2429 |  | 0.4 | [28 empty] | Yes
102193 | New Oakville Hospital - Parking Garage Solar | FALSE | FALSE | TRUE | FALSE | Halton Healthcare Services Corp. |  | Oakville | ON | 43.474 | -79.682 | operating | 2015 |  | 2017 | [15 empty] | IESO Active Generation Contract List 2226 |  | 0.5 | [28 empty] | Yes
102194 | OAK-2885 Sherwood Heights | FALSE | FALSE | TRUE | FALSE | Métis Nation of Ontario | Bright Roof Solar LP | Oakville | ON | 43.475 | -79.681 | operating | 2015 |  | 2017 | [15 empty] | IESO Active Generation Contract List 2447 |  | 0.39 | [28 empty] | Yes
102195 | River Oaks Community Center | FALSE | FALSE | TRUE | FALSE | Corporation of the Town of Oakville |  | Oakville | ON | 43.476 | -79.68 | operating | 2015 | [17 empty] | IESO Active Generation Contract List 3411 |  | 0.185 | [28 empty] | Yes
102196 | Sixteen Mile Sports Complex | FALSE | FALSE | TRUE | FALSE | Corporation of the Town of Oakville |  | Oakville | ON | 43.477 | -79.679 | operating | 2015 |  | 2017 | [15 empty] | IESO Active Generation Contract List 2387 |  | 0.458 | [28 empty] | Yes
102197 | SPN 303 | FALSE | FALSE | TRUE | FALSE | SPN LP 3 |  | Oakville | ON | 43.478 | -79.678 | operating | 2016 |  | 2017 | [15 empty] | IESO Active Generation Contract List 3228 |  | 0.216 | [28 empty] | Yes
102198 | SPN 304 | FALSE | FALSE | TRUE | FALSE | SPN LP 3 |  | Oakville | ON | 43.479 | -79.677 | operating | 2016 |  | 2017 | [15 empty] | IESO Active Generation Contract List 3653 |  | 0.14 | [28 empty] | Yes
102199 | SPN 361 | FALSE | FALSE | TRUE | FALSE | SPN LP 3 |  | Oakville | ON | 43.48 | -79.676 | operating | 2016 |  | 2017 | [15 empty] | IESO Active Generation Contract List 2549 |  | 0.26 | [28 empty] | Yes
102200 | SPN 472 | FALSE | FALSE | TRUE | FALSE | SPN LP 3 |  | Oakville | ON | 43.481 | -79.675 | operating | 2016 |  | 2017 | [15 empty] | IESO Active Generation Contract List 2324 |  | 0.5 | [28 empty] | Yes
102201 | Kingston Gardiner Hwy 2 South | FALSE | FALSE | TRUE | FALSE | SunE Hwy 2 S LP |  | Odessa | ON | 44.278 | -76.717 | operating | 2013 |  | 2017 | [15 empty] | IESO Active Generation Contract List 2016 |  | 10 | [28 empty] | Yes
102202 | Kingston Gardiner Hwy2 North (Westbrook) | FALSE | FALSE | TRUE | FALSE | SunE Westbrook LP |  | Odessa | ON | 44.279 | -76.716 | operating | 2014 |  | 2017 | [15 empty] | IESO Active Generation Contract List 2016 |  | 9.997 | [28 empty] | Yes
102203 | Kingston Gardiner TS Odessa | FALSE | FALSE | TRUE | FALSE | SunE Odessa LP |  | Odessa | ON | 44.28 | -76.715 | operating | 2014 |  | 2017 | [15 empty] | http://whiteconstruction.com/portfolio/item/westbrook-solar/ |  | 10 | [28 empty] | Yes
102204 | 10021042_McKinley | FALSE | FALSE | TRUE | FALSE | John Robert McKinley | Shelagh McKinley | Oldcastle | ON | 42.227 | -82.96 | operating | 2016 |  | 2017 | [15 empty] | IESO Active Generation Contract List 3027 |  | 0.25 | [28 empty] | Yes
102205 | 1128686 Ontario Ltd. | FALSE | FALSE | TRUE | FALSE | PowerStream Inc. |  | Oldcastle | ON | 42.228 | -82.959 | operating | 2014 |  | 2017 | [15 empty] | IESO Active Generation Contract List 2037 |  | 0.5 | [28 empty] | Yes
102206 | Calsavara, Danila | FALSE | FALSE | TRUE | FALSE | PowerStream Inc. |  | Oldcastle | ON | 42.229 | -82.958 | operating | 2013 | [17 empty] | IESO Active Generation Contract List 3235 |  | 0.21 | [28 empty] | Yes
102207 | Carlesimo Holding Inc. | FALSE | FALSE | TRUE | FALSE | PowerStream Inc |  | Oldcastle | ON | 42.23 | -82.957 | operating | 2014 | [17 empty] | IESO Active Generation Contract List 3692 |  | 0.135 | [28 empty] | Yes
102208 | Generation Development Contractors Inc. | FALSE | FALSE | TRUE | FALSE | PowerStream Inc |  | Oldcastle | ON | 42.231 | -82.956 | operating | 2014 | [17 empty] | IESO Active Generation Contract List 3467 |  | 0.17 | [28 empty] | Yes
102209 | McKinley_10021043v2 | FALSE | FALSE | TRUE | FALSE | John Robert McKinley | Shelagh McKinley | Oldcastle | ON | 42.232 | -82.955 | operating | 2016 |  | 2017 | [15 empty] | IESO Active Generation Contract List 3060 |  | 0.25 | [28 empty] | Yes
102210 | MIKKON MACHINE TOOLS LTD | FALSE | FALSE | TRUE | FALSE | PowerStream Inc |  | Oldcastle | ON | 42.233 | -82.954 | operating | 2014 | [17 empty] | IESO Active Generation Contract List 3686 |  | 0.135 | [28 empty] | Yes
102211 | Reko Intl. Group (469 Silver Creek Industrial Dr.) | FALSE | FALSE | TRUE | FALSE | PowerStream Inc. |  | Oldcastle | ON | 42.234 | -82.953 | operating | 2013 |  | 2017 | [15 empty] | IESO Active Generation Contract List 2391 |  | 0.45 | [28 empty] | Yes
102212 | Reko Intl. Group (481 Silver Creek Industrial Dr) | FALSE | FALSE | TRUE | FALSE | PowerStream Inc. |  | Oldcastle | ON | 42.235 | -82.952 | operating | 2012 |  | 2017 | [15 empty] | IESO Active Generation Contract List 2273 |  | 0.5 | [28 empty] | Yes
102213 | Reko Intl. Group (5390 Brendan Ln) | FALSE | FALSE | TRUE | FALSE | PowerStream Inc. |  | Oldcastle | ON | 42.236 | -82.951 | operating | 2014 |  | 2017 | [15 empty] | IESO Active Generation Contract List 2274 |  | 0.5 | [28 empty] | Yes
102214 | SPN 371 | FALSE | FALSE | TRUE | FALSE | SPN LP 1 |  | Oldcastle | ON | 42.237 | -82.95 | operating | 2016 |  | 2017 | [15 empty] | IESO Active Generation Contract List 3247 |  | 0.21 | [28 empty] | Yes
102215 | Windsor Renewable Energy L1 | FALSE | FALSE | TRUE | FALSE | 1277032 Ontario Inc. |  | Oldcastle | ON | 42.238 | -82.949 | operating | 2011 |  | 2017 | [15 empty] | IESO Active Generation Contract List 3267 |  | 0.2 | [28 empty] | Yes
102216 | 95 John Street | FALSE | FALSE | TRUE | FALSE | Fovere Glenbarra Energy Fund I LP |  | Orangeville | ON | 43.92 | -80.094 | operating | 2012 |  | 2017 | [15 empty] | IESO Active Generation Contract List 2757 |  | 0.25 | [28 empty] | Yes
102217 | FR006 - Holmes Agro Rooftop PV | FALSE | FALSE | TRUE | FALSE | Simcoe County Community Energy Co-operative Inc. |  | Orangeville | ON | 43.921 | -80.093 | operating | 2016 |  | 2017 | [15 empty] | IESO Active Generation Contract List 3033 |  | 0.25 | [28 empty] | Yes
102218 | H06-49 FOURTH | FALSE | FALSE | TRUE | FALSE | MOM I LP |  | Orangeville | ON | 43.922 | -80.092 | operating | 2014 |  | 2017 | [15 empty] | IESO Active Generation Contract List 2851 |  | 0.25 | [28 empty] | Yes
102219 | Hockley Valley Inn & Resort | FALSE | FALSE | TRUE | FALSE |  |  | Orangeville | ON | 43.923 | -80.091 | operating | 1992 |  |  | 721 | [14 empty] | ASHRAE "Operating Experiences" | [23 empty] | Yes
102220 | ORA-410 Richardson | FALSE | FALSE | TRUE | FALSE | Métis Nation of Ontario - BrightRoof Solar LP |  | Orangeville | ON | 43.924 | -80.09 | operating | 2015 | [17 empty] | IESO Active Generation Contract List 3728 |  | 0.13 | [28 empty] | Yes
102221 | OT-10 CENTENNIAL | FALSE | FALSE | TRUE | FALSE | 2387276 Ontario Inc. |  | Orangeville | ON | 43.925 | -80.089 | operating | 2016 |  | 2017 | [15 empty] | IESO Active Generation Contract List 2531 |  | 0.3 | [28 empty] | Yes
102222 | (C84) Zehrs Coldwater Road | FALSE | FALSE | TRUE | FALSE | Firelight Solar LP |  | Orillia | ON | 44.608 | -79.42 | operating | 2013 |  | 2017 | [15 empty] | IESO Active Generation Contract List 3681 |  | 0.135 | [28 empty] | Yes
102223 | 2196318 Ontario Inc | FALSE | FALSE | TRUE | FALSE | Chippewas of Rama First Nation |  | Orillia | ON | 44.609 | -79.419 | operating | 2014 |  | 2017 | [15 empty] | IESO Active Generation Contract List 2765 |  | 0.25 | [28 empty] | Yes
102224 | 25 Hunter Ground | FALSE | FALSE | TRUE | FALSE | Charter Construction Ltd. |  | Orillia | ON | 44.61 | -79.418 | operating | 2015 |  | 2017 | [15 empty] | IESO Active Generation Contract List 3583 |  | 0.15 | [28 empty] | Yes
102225 | 25 Hunter Roof | FALSE | FALSE | TRUE | FALSE | Charter Construction Ltd. |  | Orillia | ON | 44.611 | -79.417 | operating | 2015 |  | 2017 | [15 empty] | IESO Active Generation Contract List 3311 |  | 0.2 | [28 empty] | Yes
102226 | 625 Harvie Settlement Rd | FALSE | FALSE | TRUE | FALSE | Singh |  | Orillia | ON | 44.612 | -79.416 | operating | 2013 |  | 2017 | [15 empty] | IESO Active Generation Contract List 2870 |  | 0.25 | [28 empty] | Yes
102227 | Ace Self Storage & Business Center Inc | FALSE | FALSE | TRUE | FALSE | Pace Savings & Credit Union Ltd. |  | Orillia | ON | 44.613 | -79.415 | operating | 2014 |  | 2017 | [15 empty] | IESO Active Generation Contract List 2576 |  | 0.25 | [28 empty] | Yes
102228 | Dalts FIT | FALSE | FALSE | TRUE | FALSE | Solar Income Fund |  | Orillia | ON | 44.614 | -79.414 | operating | 2013 | [17 empty] | IESO Active Generation Contract List 3457 |  | 0.1742 | [28 empty] | Yes
102229 | Georgian College | FALSE | FALSE | TRUE | FALSE |  |  | Orillia | ON | 44.615 | -79.413 | operating | 1990 |  |  | 6112 | [14 empty] | Robert Mancini, 416-236-2626 | [23 empty] | Yes
102230 | H06-3225 MONARCH | FALSE | FALSE | TRUE | FALSE | MOM II LP |  | Orillia | ON | 44.616 | -79.412 | operating | 2014 |  | 2017 | [15 empty] | IESO Active Generation Contract List 2164 |  | 0.5 | [28 empty] | Yes
102231 | Heated Self-Storage | FALSE | FALSE | TRUE | FALSE | Heated Self-Storage Inc. |  | Orillia | ON | 44.617 | -79.411 | operating | 2011 |  | 2017 | [15 empty] | IESO Active Generation Contract List 2855 |  | 0.25 | [28 empty] | Yes
102232 | Icarus 160kW Orillia | FALSE | FALSE | TRUE | FALSE | Icarus Whitesand Solar Limited Partnership |  | Orillia | ON | 44.618 | -79.41 | operating | 2015 | [17 empty] | IESO Active Generation Contract List 3488 |  | 0.16 | [28 empty] | Yes
102233 | LEATHERDALE SOLAR I | FALSE | FALSE | TRUE | FALSE | CEW HURON IX LIMITED PARTNERSHIP |  | Orillia | ON | 44.619 | -79.409 | operating | 2016 | [17 empty] | IESO Active Generation Contract List 3733 |  | 0.13 | [28 empty] | Yes
102234 | Ontario Provincial Police Headquarters | TRUE | FALSE | FALSE | FALSE | Infrastructure Ontario |  | Orillia | ON | 44.62 | -79.408 | operating | 2000 |  | 2015 | 912 | [14 empty] | CEEDC Cogen survey 2019 |  | 1.1 | [5 empty] | Yes |  | 1 | GE |  | 1.1 |  |  |  | Yes
102235 | Orillia Power Operations | FALSE | FALSE | TRUE | FALSE | 2429106 Ontario Inc. |  | Orillia | ON | 44.621 | -79.407 | operating | 2014 | [17 empty] | IESO Active Generation Contract List 3787 |  | 0.12 | [28 empty] | Yes
102236 | Orillia Soldiers Hospital | TRUE | FALSE | FALSE | FALSE |  |  | Orillia | ON | 44.622 | -79.406 | planned | 1994 |  | 2015 | 622 | [14 empty] | CEEDC Cogen survey 2019 |  | 0.76 | [5 empty] | Yes |  | 1 | GE |  | 0.76
102237 | Rotary Place | FALSE | FALSE | TRUE | FALSE | 2429106 Ontario Inc. |  | Orillia | ON | 44.623 | -79.405 | operating | 2015 |  | 2017 | [15 empty] | IESO Active Generation Contract List 2278 |  | 0.5 | [28 empty] | Yes
102238 | Solar Del Rey | FALSE | FALSE | TRUE | FALSE | CEW L3V SOLAR III |  | Orillia | ON | 44.624 | -79.404 | operating | 2016 |  | 2017 | [15 empty] | IESO Active Generation Contract List 3042 |  | 0.25 | [28 empty] | Yes
102239 | SPN 263 | FALSE | FALSE | TRUE | FALSE | SPN LP 3 |  | Orillia | ON | 44.625 | -79.403 | operating | 2016 |  | 2017 | [15 empty] | IESO Active Generation Contract List 3480 |  | 0.16545 | [28 empty] | Yes
102240 | SunEdison ON-11-0096 | FALSE | FALSE | TRUE | FALSE | SunEdison Canada Origination Health LP |  | Orillia | ON | 44.626 | -79.402 | operating | 2016 |  | 2017 | [15 empty] | IESO Active Generation Contract List 2335 |  | 0.5 | [28 empty] | Yes
102241 | SunEdison ON-11-0623 | FALSE | FALSE | TRUE | FALSE | SunEdison Canada Origination Health LP |  | Orillia | ON | 44.627 | -79.401 | operating | 2016 |  | 2017 | [15 empty] | IESO Active Generation Contract List 2347 |  | 0.5 | [28 empty] | Yes
102242 | Teletech | FALSE | FALSE | TRUE | FALSE | 2429106 Ontario Inc. |  | Orillia | ON | 44.628 | -79.4 | operating | 2015 |  | 2017 | [15 empty] | IESO Active Generation Contract List 2914 |  | 0.25 | [28 empty] | Yes
102243 | Twin Lakes SS | FALSE | FALSE | TRUE | FALSE | Potentia Solar 5 LP |  | Orillia | ON | 44.629 | -79.399 | operating | 2015 |  | 2017 | [15 empty] | IESO Active Generation Contract List 3302 |  | 0.2 | [28 empty] | Yes
102244 | Uhthoff Ground | FALSE | FALSE | TRUE | FALSE | Charter Construction Ltd. |  | Orillia | ON | 44.63 | -79.398 | operating | 2015 |  | 2017 | [15 empty] | IESO Active Generation Contract List 3214 |  | 0.22 | [28 empty] | Yes
102245 | RE Midhurst 4 | FALSE | FALSE | TRUE | FALSE | Met Fiera Solar Midhurst 4 LP |  | Oro | ON | 44.513 | -79.611 | operating | 2014 |  | 2017 | [15 empty] | IESO Active Generation Contract List 2019 |  | 6.5 | [28 empty] | Yes
102246 | RE Midhurst 3 | FALSE | FALSE | TRUE | FALSE | Met Fiera Solar Midhurst 3 LP |  | Oro Station | ON | 44.459 | -79.518 | operating | 2013 |  | 2017 | [15 empty] | IESO Active Generation Contract List 2018 |  | 3.5 | [28 empty] | Yes
102247 | Ganaraska Wind Energy Project | FALSE | FALSE | TRUE | FALSE | Capstone Infrastructure |  | Orono | ON | 43.977 | -78.617 | operating | 2016 |  | 2017 | [15 empty] | http://www.capstoneinfrastructure.com/OurBusiness/PowerInfrastructure/PowerInfrastructureInDevelopment/Wind/Ganaraska |  | 17.6 | [30 empty] | Yes
102248 | 133 Taunton Road West | FALSE | FALSE | TRUE | FALSE | Solar Income Fund LP (#2) |  | Oshawa | ON | 43.897 | -78.866 | operating | 2012 |  | 2017 | [15 empty] | IESO Active Generation Contract List 3295 |  | 0.2 | [28 empty] | Yes
102249 | Durham College | TRUE | TRUE | FALSE | FALSE | Oshawa PUC Energy Services Inc. |  | Oshawa | ON | 43.898 | -78.865 | operating | 2008 |  | 2017 | 221 |  |  | large | [11 empty] | CEEDC Cogen survey 2019 | https://magazine.appro.org/?option=com_content&view=article&id=2537&redirected=1 | 2.3 | 2.65 |  |  |  |  | Yes |  | 1 | GE |  | 2.3 | 2.65 |  |  | Yes
102250 | Faith Place | FALSE | FALSE | TRUE | FALSE |  |  | Oshawa | ON | 43.899 | -78.864 | operating | 1985 |  |  | 813 | [14 empty] | Luuk Van Wouw, 416-723-1706 | [23 empty] | Yes
102251 | General Motors Centre Solar | FALSE | FALSE | TRUE | FALSE | 2252112 Ontario Inc. |  | Oshawa | ON | 43.9 | -78.863 | operating | 2013 | [17 empty] | IESO Active Generation Contract List 3544 |  | 0.15 | [28 empty] | Yes
102252 | Legends Centre Solar | FALSE | FALSE | TRUE | FALSE | 2252112 Ontario Inc. |  | Oshawa | ON | 43.901 | -78.862 | operating | 2013 |  | 2017 | [15 empty] | IESO Active Generation Contract List 2655 |  | 0.25 | [28 empty] | Yes
102253 | Oshawa Village Suites | FALSE | FALSE | TRUE | FALSE | Solar Finance Inc. |  | Oshawa | ON | 43.902 | -78.861 | operating | 2013 | [17 empty] | IESO Active Generation Contract List 3296 |  | 0.2 | [28 empty] | Yes
102254 | University of Ontario Institute of Technology | FALSE | FALSE | TRUE | FALSE | Faculty of Engineering and Applied Science |  | Oshawa | ON | 43.903 | -78.86 | operating |  |  |  | 6113 | [14 empty] | www.uoit.ca and http://www.engineering.uoit.ca/facilities-borehole.php | [23 empty] | Yes
102255 | London Street Generating Station | FALSE | FALSE | TRUE | FALSE | Peterborough Utilities Inc. |  | Otonabee River | ON | 44.238 | -78.293 | operating | 1884 |  | 2017 | 221 | [14 empty] | Statistics Canada. Electric Power Generating Stations, 2000. |  | 10 |  | 40000 | [27 empty] | Yes
102256 | (C1) Real Canadian Superstore Innes Road | FALSE | FALSE | TRUE | FALSE | Northland Power Rooftop Solar I Partnership |  | Ottawa | ON | 45.422 | -75.697 | operating | 2011 |  | 2017 | [15 empty] | IESO Active Generation Contract List 2368 |  | 0.49491 | [28 empty] | Yes
102257 | (C63) Loblaws Robertson Road | FALSE | FALSE | TRUE | FALSE | Firelight Solar LP |  | Ottawa | ON | 45.423 | -75.696 | operating | 2014 |  | 2017 | [15 empty] | IESO Active Generation Contract List 3668 |  | 0.135 | [28 empty] | Yes
102258 | (F10) Your Independent Grocer Main Street | FALSE | FALSE | TRUE | FALSE | Firelight Solar LP |  | Ottawa | ON | 45.424 | -75.695 | operating | 2014 |  | 2017 | [15 empty] | IESO Active Generation Contract List 3689 |  | 0.135 | [28 empty] | Yes
102259 | 10001R - Canada Aviation Museum | FALSE | FALSE | TRUE | FALSE | TerraForm MP Solar, LLC |  | Ottawa | ON | 45.425 | -75.694 | operating | 2014 |  | 2017 | [15 empty] | IESO Active Generation Contract List 2848 |  | 0.25 | [28 empty] | Yes
102260 | 10045R - Wills Transfer Ottawa | FALSE | FALSE | TRUE | FALSE | Dream Renewables RT Solar L.P. |  | Ottawa | ON | 45.426 | -75.693 | operating | 2013 |  | 2017 | [15 empty] | IESO Active Generation Contract List 2654 |  | 0.25 | [28 empty] | Yes
102261 | 110 Iber Road | FALSE | FALSE | TRUE | FALSE | Hydro Ottawa Holding Inc. |  | Ottawa | ON | 45.427 | -75.692 | operating | 2016 |  | 2017 | [15 empty] | IESO Active Generation Contract List 2551 |  | 0.257 | [28 empty] | Yes
102262 | 34 Stafford Road | FALSE | FALSE | TRUE | FALSE | Sanjoy Developments Ltd. |  | Ottawa | ON | 45.428 | -75.691 | operating | 2012 |  | 2017 | [15 empty] | IESO Active Generation Contract List 3210 |  | 0.2209 | [28 empty] | Yes
102263 | 830 Industrial Ave | FALSE | FALSE | TRUE | FALSE | Potentia (000374 - 830 Industrial) LP |  | Ottawa | ON | 45.429 | -75.69 | operating | 2013 |  | 2017 | [15 empty] | IESO Active Generation Contract List 3281 |  | 0.2 | [28 empty] | Yes
102264 | Articulated Bus Garage | FALSE | FALSE | TRUE | FALSE | Hydro Ottawa Holding Inc. |  | Ottawa | ON | 45.43 | -75.689 | operating | 2016 |  | 2017 | [15 empty] | IESO Active Generation Contract List 3147 |  | 0.245 | [28 empty] | Yes
102265 | Avalon Catholic Elementary School | FALSE | FALSE | TRUE | FALSE | Ottawa Catholic District School Board |  | Ottawa | ON | 45.431 | -75.688 | operating | 2016 |  | 2017 | [15 empty] | IESO Active Generation Contract List 3390 |  | 0.19 | [28 empty] | Yes
102266 | C13-100 Trainyards | FALSE | FALSE | TRUE | FALSE | OSPS (001754-100 Trainyards) Limited Partnership |  | Ottawa | ON | 45.432 | -75.687 | operating | 2014 | [17 empty] | IESO Active Generation Contract List 3288 |  | 0.2 | [28 empty] | Yes
102267 | C13-1000 Belfast | FALSE | FALSE | TRUE | FALSE | OZZ (001752-1000 Belfast) LP |  | Ottawa | ON | 45.433 | -75.686 | operating | 2015 |  | 2017 | [15 empty] | IESO Active Generation Contract List 2662 |  | 0.25 | [28 empty] | Yes
102268 | C13-1501 Innes Building 2 (1497 Innes) | FALSE | FALSE | TRUE | FALSE | OSPS (001757-2 Innes) Limited Partnership |  | Ottawa | ON | 45.434 | -75.685 | operating | 2014 | [17 empty] | IESO Active Generation Contract List 3272 |  | 0.2 | [28 empty] | Yes
102269 | C13-3020 Hawthorne Building 200 | FALSE | FALSE | TRUE | FALSE | OSPS (001759-200 Hawthorne) Limited Partnership |  | Ottawa | ON | 45.435 | -75.684 | operating | 2014 | [17 empty] | IESO Active Generation Contract List 3517 |  | 0.15 | [28 empty] | Yes
102270 | CANMET | TRUE | FALSE | FALSE | FALSE | NRCan |  | Ottawa | ON | 45.436 | -75.683 | operating | 2002 |  | 2015 | 541 | [14 empty] | CEEDC Cogen survey 2019 |  | 0.07 | 0.06 | 70 | 60 |  |  | Yes |  | 1 | MT |  | 0.07 | 0.06 | 70 | 60 | Yes | [17 empty] | 1058.4
102271 | Carleton University | FALSE | TRUE | FALSE | FALSE |  |  | Ottawa | ON | 45.437 | -75.682 | operating | [6 empty] | Large
102272 | Centrum Self Storage Corporation | FALSE | FALSE | TRUE | FALSE | Centrum Storage Corporation |  | Ottawa | ON | 45.438 | -75.681 | operating | 2014 |  | 2017 | [15 empty] | IESO Active Generation Contract List 2107 |  | 0.5 | [28 empty] | Yes
102273 | CEPEO Elementary Gisele Lalonde | FALSE | FALSE | TRUE | FALSE | Ameresco CEPEO Solar Inc. |  | Ottawa | ON | 45.439 | -75.68 | operating | 2012 |  | 2017 | [15 empty] | IESO Active Generation Contract List 2835 |  | 0.25 | [28 empty] | Yes
102274 | CEPEO Secondary Louis-Riel | FALSE | FALSE | TRUE | FALSE | Ameresco CEPEO Solar Inc. |  | Ottawa | ON | 45.44 | -75.679 | operating | 2012 | [17 empty] | IESO Active Generation Contract List 3763 |  | 0.12259 | [28 empty] | Yes
102275 | Chaudiere Hydro Generating Station 2 Facility | FALSE | FALSE | TRUE | FALSE | Energy Ottawa |  | Ottawa | ON | 45.441 | -75.678 | operating | 2016 |  | 2017 | [15 empty] | http://www.ebcinc.com/en/projects/civil-engineering-and-earthworks/137/chaudiere-hydro-29-mw/ |  | 29.35 | [29 empty] | Yes
102276 | Churchill Public School | FALSE | FALSE | TRUE | FALSE |  |  | Ottawa | ON | 45.442 | -75.677 | operating |  |  |  | 6111 | [14 empty] | Gord Shymko, 204-949-1000 | [23 empty] | Yes
102277 | Cliff Street and National Research Council | FALSE | TRUE | FALSE | FALSE | Public Works and Government Services Canada |  | Ottawa | ON | 45.443 | -75.676 | operating | 1910 |  | 2015 |  |  |  | large |  | Yes |  | Yes |  | Yes |  |  |  |  | Yes | CIEEDAC DE Survey 2015 |  |  | 297 |  | 196994 | [11 empty] | Yes | [16 empty] | Yes | 809804.48 | [16 empty] | 84669.354
102278 | Confederation Heights | FALSE | TRUE | FALSE | FALSE | Public Works and Government Services Canada |  | Ottawa | ON | 45.444 | -75.675 | operating | 1958 |  | 2018 | 9119 |  |  | large | Yes |  |  | Yes |  | Yes | [5 empty] | CEEDC DE Survey 2019 |  |  | 64.4 |  | 45085 | [11 empty] | Yes |  |  | Yes |  | Yes | [11 empty] | Yes | 126867 | [16 empty] | 12848.4 |  |  |  |  | No | Yes | Yes |  | 11 | 10 |  | 2322000 | 1900000 |  | 2400 | 2000 |  | Yes | Yes |  |  |  |  | 34.2 | 17.5 |  | 18000 | 18000
102279 | Conroy Rd. Ops. Garage | FALSE | FALSE | TRUE | FALSE | Hydro Ottawa Holding Inc. |  | Ottawa | ON | 45.445 | -75.674 | operating | 2016 |  | 2017 | [15 empty] | IESO Active Generation Contract List 2976 |  | 0.25 | [28 empty] | Yes
102280 | Coventry Self Storage Corporation | FALSE | FALSE | TRUE | FALSE | Coventry Storage Corp. |  | Ottawa | ON | 45.446 | -75.673 | operating | 2014 |  | 2017 | [15 empty] | IESO Active Generation Contract List 2749 |  | 0.25 | [28 empty] | Yes
102281 | East End Pool | FALSE | FALSE | TRUE | FALSE | Hydro Ottawa Holding Inc. |  | Ottawa | ON | 45.447 | -75.672 | operating | 2016 | [17 empty] | IESO Active Generation Contract List 3256 |  | 0.207 | [28 empty] | Yes
102282 | Ecocite on the Canal | FALSE | FALSE | TRUE | FALSE | Ecocite on the Canal |  | Ottawa | ON | 45.448 | -75.671 | operating | 2006 |  |  | 531 | [17 empty] | 0.2 | [20 empty] | Yes
102283 | Fairview Apartments | FALSE | FALSE | TRUE | FALSE |  |  | Ottawa | ON | 45.449 | -75.67 | operating | [18 empty] | http://www.geoxergy.com/the-fairview/ | [23 empty] | Yes
102284 | H06-10 FRANK NIGHBOR | FALSE | FALSE | TRUE | FALSE | MOM IV LP |  | Ottawa | ON | 45.45 | -75.669 | operating | 2014 |  | 2017 | [15 empty] | IESO Active Generation Contract List 2431 |  | 0.4 | [28 empty] | Yes
102285 | H06-2121 10TH LINE | FALSE | FALSE | TRUE | FALSE | MOM IV LP |  | Ottawa | ON | 45.451 | -75.668 | operating | 2014 |  | 2017 | [15 empty] | IESO Active Generation Contract List 2430 |  | 0.4 | [28 empty] | Yes
102286 | Hovey Industries | FALSE | FALSE | TRUE | FALSE | 1809625 Ontario Inc. |  | Ottawa | ON | 45.452 | -75.667 | operating | 2015 |  | 2017 | [15 empty] | IESO Active Generation Contract List 2444 |  | 0.4 | [28 empty] | Yes
102287 | Innes Self Storage Corporation | FALSE | FALSE | TRUE | FALSE | Innes Self Storage Corporation |  | Ottawa | ON | 45.453 | -75.666 | operating | 2014 |  | 2017 | [15 empty] | IESO Active Generation Contract List 2733 |  | 0.25 | [28 empty] | Yes
102288 | JAZZ MIIGWETCH I | FALSE | FALSE | TRUE | FALSE | Jazz Miigwetch I LP |  | Ottawa | ON | 45.454 | -75.665 | operating | 2016 |  | 2017 | [15 empty] | IESO Active Generation Contract List 2184 |  | 0.5 | [28 empty] | Yes
102289 | Jim Durrell Recreation Complex | FALSE | FALSE | TRUE | FALSE | Hydro Ottawa Holding Inc. |  | Ottawa | ON | 45.455 | -75.664 | operating | 2016 |  | 2017 | [15 empty] | IESO Active Generation Contract List 3047 |  | 0.25 | [28 empty] | Yes
102290 | Kanata North Rec. Centre | FALSE | FALSE | TRUE | FALSE | Hydro Ottawa Holding Inc. |  | Ottawa | ON | 45.456 | -75.663 | operating | [18 empty] | IESO Active Generation Contract List 2535 |  | 0.297 | [28 empty] | Yes
102291 | Kanata Recreation Complex | FALSE | FALSE | TRUE | FALSE | Hydro Ottawa Holding Inc. |  | Ottawa | ON | 45.457 | -75.662 | operating | 2016 |  | 2017 | [15 empty] | IESO Active Generation Contract List 2186 |  | 0.5 | [28 empty] | Yes
102292 | Maurice Lapointe | FALSE | FALSE | TRUE | FALSE | Ottawa Renewable Energy Co-operative Inc. |  | Ottawa | ON | 45.458 | -75.661 | operating | 2016 | [17 empty] | IESO Active Generation Contract List 3396 |  | 0.19 | [28 empty] | Yes
102293 | Merivale Mall Rooftop 1 | FALSE | FALSE | TRUE | FALSE | 1540709 Ontario Limited |  | Ottawa | ON | 45.459 | -75.66 | operating | 2013 | [17 empty] | IESO Active Generation Contract List 3132 |  | 0.249 | [28 empty] | Yes
102294 | Minto Suite Hotel | TRUE | FALSE | FALSE | FALSE | Canadian Salt Co. Ltd. |  | Ottawa | ON | 45.46 | -75.659 | operating | 2004 |  | 2015 | 721 | [14 empty] | CEEDC Cogen survey 2019 |  | 0.03 | 0.08 | 168 | 450 | 0.01 |  | Yes |  | 1 | MT |  | 0.03 | 0.08 | 168 | 450 | Yes | [17 empty] | 2835
102295 | National Research Council | TRUE | FALSE | FALSE | FALSE | National Research Council Canada |  | Ottawa | ON | 45.461 | -75.658 | operating | 1994 |  | 2015 | 541 | 11707 | [13 empty] | CEEDC Cogen survey 2019 |  | 4 | [5 empty] | Yes |  | 1 | SCGT |  | 4
102296 | NRCan Bells Corners Complex | FALSE | TRUE | FALSE | FALSE | Natural Resources Canada | Operator is BGIS as per contract | Ottawa | ON | 45.462 | -75.657 | operating | 1996 |  | 2018 | 9119 |  |  | Large | [5 empty] | Yes | [5 empty] | CEEDC DE Survey 2019 | [7 empty] | Yes | [8 empty] | Yes | [17 empty] | 35236.11 | [21 empty] | No | Yes | No |  | 11 |  |  | 241110.08 |  |  | 3000 |  |  | No |  |  | No |  |  | 9.7 | [5 empty] | 120 |  |  | 95
102297 | O02-131 Greenbank | FALSE | FALSE | TRUE | FALSE | DQ Tilting Inc. |  | Ottawa | ON | 45.463 | -75.656 | operating | 2015 | [17 empty] | IESO Active Generation Contract List 3553 |  | 0.15 | [28 empty] | Yes
102298 | O02-150 Abbeyhill | FALSE | FALSE | TRUE | FALSE | OSPS (002281-150 Abbeyhill) Limited Partnership |  | Ottawa | ON | 45.464 | -75.655 | operating | 2014 | [17 empty] | IESO Active Generation Contract List 3533 |  | 0.15 | [28 empty] | Yes
102299 | O02-1900 Dauphin | FALSE | FALSE | TRUE | FALSE | Conseil scolaire de district catholique du Centre-Est de l'Ontario |  | Ottawa | ON | 45.465 | -75.654 | operating | 2015 | [17 empty] | IESO Active Generation Contract List 3551 |  | 0.15 | [28 empty] | Yes
102300 | O02-54 Kennevale | FALSE | FALSE | TRUE | FALSE | OSPS (002265-54 Kennevale) Limited Partnership |  | Ottawa | ON | 45.466 | -75.653 | operating | 2013 | [17 empty] | IESO Active Generation Contract List 3536 |  | 0.15 | [28 empty] | Yes
102301 | O02-679 Deancourt | FALSE | FALSE | TRUE | FALSE | OSPS (002332-679 Deancourt) Limited Partnership |  | Ottawa | ON | 45.467 | -75.652 | operating | 2014 | [17 empty] | IESO Active Generation Contract List 3545 |  | 0.15 | [28 empty] | Yes
102302 | OMC Solar | FALSE | FALSE | TRUE | FALSE | 4199847 Canada Inc. |  | Ottawa | ON | 45.468 | -75.651 | operating | 2013 | [17 empty] | IESO Active Generation Contract List 3368 |  | 0.194 | [28 empty] | Yes
102303 | Perley Rideau 250kW | FALSE | FALSE | TRUE | FALSE | The Perley and Rideau Veterans' Health Centre |  | Ottawa | ON | 45.469 | -75.65 | operating | 2014 |  | 2017 | [15 empty] | IESO Active Generation Contract List 2825 |  | 0.25 | [28 empty] | Yes
102304 | Prestige Furniture Solar Rooftop | FALSE | FALSE | TRUE | FALSE | 1799753 Ontario Inc. |  | Ottawa | ON | 45.47 | -75.649 | operating | 2012 |  | 2017 | [15 empty] | IESO Active Generation Contract List 2646 |  | 0.25 | [28 empty] | Yes
102305 | Prince of Wales Self Storage Corporation | FALSE | FALSE | TRUE | FALSE | Prince of Wales Storage Corporation |  | Ottawa | ON | 45.471 | -75.648 | operating | 2014 |  | 2017 | [15 empty] | IESO Active Generation Contract List 2740 |  | 0.25 | [28 empty] | Yes
102306 | PWGSC Heating and Cooling Plants | FALSE | TRUE | FALSE | FALSE | Canada Government |  | Ottawa | ON | 45.472 | -75.647 | operating | 1910 |  | 2014 |  |  |  | large |  | Yes |  | Yes | [7 empty] | CIEEDAC DE Survey 2014 |  |  | 467 |  | 535927 | [11 empty] | Yes | [39 empty] | Yes | No | Yes | 85 |  | 85 | 22596000 |  | 22596000 | 49200 |  | 49200 | Yes |  | Yes |  |  |  | 295 |  | 172 | 362694 |  | 173233
102307 | Queensway Carleton Hospital CHP | TRUE | FALSE | FALSE | FALSE | Queensway Carleton Hospital |  | Ottawa | ON | 45.473 | -75.646 | operating | 2004 |  | 2015 | 622 | [14 empty] | CEEDC Cogen survey 2019 |  | 1 | 1.105 | 8000 | 8850 |  |  | Yes | 8000 | 2 | GE |  | 1 | 1.105 | 8000 | 8850 | Yes
102308 | Ray Friel Complex | FALSE | FALSE | TRUE | FALSE | Hydro Ottawa Holding Inc. |  | Ottawa | ON | 45.474 | -75.645 | operating | 2015 |  | 2017 | [15 empty] | IESO Active Generation Contract List 2423 |  | 0.41 | [28 empty] | Yes
102309 | RCMP District Energy System | FALSE | TRUE | FALSE | FALSE | Canada Government |  | Ottawa | ON | 45.475 | -75.644 | operating | 1970 |  | 2014 |  |  |  | large | [5 empty] | Yes | [5 empty] | CIEEDAC DE Survey 2014 |  |  | 21.6 |  | 17970 | [11 empty] | Yes | [39 empty] | Yes | No | Yes | 4 |  | 4 | 816684 |  | 816684 | 2034 |  | 2034 | Yes |  | Yes |  |  |  | 15.6 |  | 6 | 12160 |  | 5810
102310 | Rideau Hall Central Heating Plant | FALSE | TRUE | FALSE | FALSE | National Capital Commission |  | Ottawa | ON | 45.476 | -75.643 | operating | 1972 |  | 2015 |  |  |  | large |  | Yes |  |  | Yes | Yes | [5 empty] | CIEEDAC DE Survey 2015 | [16 empty] | Yes | Yes | [16 empty] | 15905.5254
102311 | Robert O. Pickard Environmental Centre | TRUE | FALSE | TRUE | FALSE | City of Ottawa |  | Ottawa | ON | 45.477 | -75.642 | operating | 1997 |  | 2015 | 221 | [14 empty] | CEEDC Cogen survey 2019 |  | 2.43 | 2.111 | 16337 | 14191 | 0.36 |  | Yes |  | 3 | GE |  | 2.43 | 2.111 | 16337 | 14191 |  |  |  |  | Yes | [7 empty] | Yes | [17 empty] | 149935.065
102312 | S10-400 Maplegrove | FALSE | FALSE | TRUE | FALSE | Signature Centre Co-Tenancy |  | Ottawa | ON | 45.478 | -75.641 | operating | 2014 | [17 empty] | IESO Active Generation Contract List 3558 |  | 0.15 | [28 empty] | Yes
102313 | South Keys Self Storage Corporation | FALSE | FALSE | TRUE | FALSE | South Keys Storage Corporation |  | Ottawa | ON | 45.479 | -75.64 | operating | 2014 |  | 2017 | [15 empty] | IESO Active Generation Contract List 2560 |  | 0.25 | [28 empty] | Yes
102314 | SPN 510 | FALSE | FALSE | TRUE | FALSE | SPN LP 7 |  | Ottawa | ON | 45.48 | -75.639 | operating | 2016 |  | 2017 | [15 empty] | IESO Active Generation Contract List 3167 |  | 0.24 | [28 empty] | Yes
102315 | SPN 511 | FALSE | FALSE | TRUE | FALSE | SPN LP 7 |  | Ottawa | ON | 45.481 | -75.638 | operating | 2016 |  | 2017 | [15 empty] | IESO Active Generation Contract List 2964 |  | 0.25 | [28 empty] | Yes
102316 | SPN 525 | FALSE | FALSE | TRUE | FALSE | SPN LP 3 |  | Ottawa | ON | 45.482 | -75.637 | operating | 2016 |  | 2017 | [15 empty] | IESO Active Generation Contract List 3170 |  | 0.24 | [28 empty] | Yes
102317 | SPN 548 | FALSE | FALSE | TRUE | FALSE | SPN LP 3 |  | Ottawa | ON | 45.483 | -75.636 | operating | 2016 |  | 2017 | [15 empty] | IESO Active Generation Contract List 2541 |  | 0.28 | [28 empty] | Yes
102318 | SPN 549 | FALSE | FALSE | TRUE | FALSE | SPN LP 3 |  | Ottawa | ON | 45.484 | -75.635 | operating | 2016 |  | 2017 | [15 empty] | IESO Active Generation Contract List 3081 |  | 0.25 | [28 empty] | Yes
102319 | SPN 572 | FALSE | FALSE | TRUE | FALSE | SPN LP 7 |  | Ottawa | ON | 45.485 | -75.634 | operating | 2016 |  | 2017 | [15 empty] | IESO Active Generation Contract List 3051 |  | 0.25 | [28 empty] | Yes
102320 | SPN 584 | FALSE | FALSE | TRUE | FALSE | SPN LP 3 |  | Ottawa | ON | 45.486 | -75.633 | operating | 2016 |  | 2017 | [15 empty] | IESO Active Generation Contract List 2326 |  | 0.5 | [28 empty] | Yes
102321 | SPN 585 | FALSE | FALSE | TRUE | FALSE | SPN LP 3 |  | Ottawa | ON | 45.487 | -75.632 | operating | 2016 |  | 2017 | [15 empty] | IESO Active Generation Contract List 3094 |  | 0.25 | [28 empty] | Yes
102322 | St. Patrick High School Solar Electric Installatio | FALSE | FALSE | TRUE | FALSE | Ottawa Catholic School Board |  | Ottawa | ON | 45.488 | -75.631 | operating | 2012 |  | 2017 | [15 empty] | IESO Active Generation Contract List 3762 |  | 0.12374 | [28 empty] | Yes
102323 | St. Vincent Hospital | TRUE | FALSE | FALSE | FALSE |  |  | Ottawa | ON | 45.489 | -75.63 | planned |  |  | 2015 | 622 | [14 empty] | CEEDC Cogen survey 2019 |  | 0.42 | [5 empty] | No |  | 1 | GE |  | 0.42
102324 | Ottawa Health Science Centre | TRUE | TRUE | FALSE | FALSE | TransAlta | Ottawa Health Sciences Centre | Ottawa | ON | 45.49 | -75.629 | operating | 1992 |  | 2017 | 221 |  |  | large | [11 empty] | CEEDC Cogen survey 2019 | http://cleanboiler.org/files/Resources/Workshop/WS_Klein_EnvCan.PDF | 30 | 43.7 |  |  |  |  | Yes |  | 2 | SCGT |  | 30 | 43.7 |  |  | Yes
102325 | Tunney's Pasture | FALSE | TRUE | FALSE | FALSE | Public Works and Government Services Canada |  | Ottawa | ON | 45.491 | -75.628 | operating | 1950 |  | 2015 |  |  |  | large |  |  |  | Yes |  | Yes | [5 empty] | CIEEDAC DE Survey 2015 |  |  | 134.5 |  | 85681 | [11 empty] | Yes | [16 empty] | Yes | 336929.876 | [16 empty] | 25882.92 |  |  |  |  | Yes | No | Yes | 18 |  | 18 | 3907451 |  | 3907451 | 6560 |  | 6560 | Yes |  | Yes |  |  |  | 93.8 |  | 40.7 | 62338 |  | 23343
102326 | University of Ottawa | TRUE | TRUE | FALSE | FALSE | University of Ottawa |  | Ottawa | ON | 45.492 | -75.627 | operating | 1970 |  | 2015 | 221 |  |  | large | Yes | [5 empty] | Yes | Yes |  |  |  | CEEDC Cogen survey 2019 |  | 2.1 | 19.362 | 7124 | 40158.1376 | 0.132 |  | Yes |  | 2 | BPST |  | 2.1 | 19.362 | 7124 | 40158.1376 | Yes |  | Yes | [15 empty] | 250519.3749 |  | 45736.86 | [19 empty] | Yes | No | Yes | 33 |  | 33 | 3881250 |  | 3881250 | 7544 |  | 7544 | Yes |  | Yes |  |  |  | 73.2687 |  | 23.2 | 59631 |  | 22766
102327 | Vimont Court Limited | FALSE | FALSE | TRUE | FALSE | Carling | Queensway Storage Corp. | Ottawa | ON | 45.493 | -75.626 | operating | 2014 |  | 2017 | [15 empty] | IESO Active Generation Contract List 2356 |  | 0.5 | [28 empty] | Yes
102328 | Walter Baker Sports Centre | FALSE | FALSE | TRUE | FALSE | Hydro Ottawa Holding Inc. |  | Ottawa | ON | 45.494 | -75.625 | operating | 2016 |  | 2017 | [15 empty] | IESO Active Generation Contract List 3104 |  | 0.25 | [28 empty] | Yes
102329 | Beaver Barracks | FALSE | TRUE | FALSE | FALSE | Corix Utilities Inc. |  | Ottawa | ON | 45.495 | -75.624 | operating | 2010 |  | 2014 | 814 |  |  | large | [7 empty] | Yes |  |  |  | CIEEDAC DE Survey 2014 |  |  | 3.7034 | [13 empty] | Yes | [6 empty] | Yes | [32 empty] | No | Yes | Yes |  | 5 | 5 |  | 250000 | 250000 |  | 500 | 500 |  | No | No |  |  |  |  | 3 | 0.70337
102330 | Chats Falls Generating Station | FALSE | FALSE | TRUE | FALSE | Ontario Power Generation Inc. |  | Ottawa River | ON | 45.382 | -75.696 | operating | 1931 |  | 2017 | 2211 | [14 empty] | http://www.opg.com/generating-power/hydro/ottawa-st-lawrence/Pages/chats-falls-station.aspx |  | 192 | [29 empty] | Yes
102331 | Chaudiere #2 | FALSE | FALSE | TRUE | FALSE | Energy Ottawa |  | Ottawa River | ON | 45.383 | -75.695 | operating | 1891 |  | 2017 | 221 | [14 empty] | http://www.nrcan.gc.ca/media/newsreleases/2002/200250_e.htm. Statistics Canada. Electric Power Generating Stations, 2000. |  | 8 |  | 61000 | [27 empty] | Yes
102332 | Chaudiere #4 | FALSE | FALSE | TRUE | FALSE | Energy Ottawa |  | Ottawa River | ON | 45.384 | -75.694 | operating | 1900 |  | 2017 | 221 | [14 empty] | http://www.nrcan.gc.ca/media/newsreleases/2002/200250_e.htm. Statistics Canada. Electric Power Generating Stations, 2000. |  | 8 |  | 60000 | [27 empty] | Yes
102333 | Chaudiere Grinder Sluiceway | FALSE | FALSE | TRUE | FALSE | Energy Ottawa |  | Ottawa River | ON | 45.385 | -75.693 | operating | 2007 |  | 2017 | [17 empty] | 0.7 | [29 empty] | Yes
102334 | Chenaux Station | FALSE | FALSE | TRUE | FALSE | Ontario Power Generation Inc. |  | Ottawa River | ON | 45.386 | -75.692 | operating | 1950 |  | 2017 | 2211 | [14 empty] | http://www.opg.com/generating-power/hydro/ottawa-st-lawrence/Pages/chenaux-station.aspx |  | 144 | [29 empty] | Yes
102335 | Des Joachims | FALSE | FALSE | TRUE | FALSE | Ontario Power Generation Inc. |  | Ottawa River | ON | 45.387 | -75.691 | operating | 1950 |  | 2017 | 2211 | [14 empty] | http://www.opg.com/generating-power/hydro/ottawa-st-lawrence/Pages/des-joachims-station.aspx |  | 429 | [29 empty] | Yes
102336 | Eddy Ottawa | FALSE | FALSE | TRUE | FALSE | Chaudiere Hydro LP |  | Ottawa River | ON | 45.388 | -75.69 | operating | 1909 |  | 2017 | 322 | [14 empty] | Statistics Canada. Electric Power Generating Stations, 2000. |  | 9.2 | [29 empty] | Yes
102337 | Otto Holden | FALSE | FALSE | TRUE | FALSE | Ontario Power Generation Inc. |  | Ottawa River | ON | 45.389 | -75.689 | operating | 1952 |  | 2017 | 221 | [14 empty] | http://www.opg.com/generating-power/hydro/ottawa-st-lawrence/Pages/otto-holden-station.aspx |  | 243 | [29 empty] | Yes
102338 | (C50) Zehrs 16th Street East | FALSE | FALSE | TRUE | FALSE | Firelight Solar LP |  | Owen Sound | ON | 44.569 | -80.941 | operating | 2014 |  | 2017 | [15 empty] | IESO Active Generation Contract List 2617 |  | 0.25 | [28 empty] | Yes
102339 | Derby Works Yard | FALSE | FALSE | TRUE | FALSE | Biidaaske Inc. |  | Owen Sound | ON | 44.57 | -80.94 | operating | 2016 |  | 2017 | [15 empty] | IESO Active Generation Contract List 2122 |  | 0.5 | [28 empty] | Yes
102340 | Grey Roots Museum | FALSE | FALSE | TRUE | FALSE | Icekube Systems |  | Owen Sound | ON | 44.571 | -80.939 | operating | 2002 |  |  | 713 | [14 empty] | http://www.icekubesystems.com/htmlfiles/Grey-roots.asp |  |  | 0.506 | [20 empty] | Yes
102341 | IP Compost Site | FALSE | FALSE | TRUE | FALSE | Biidaaske Inc. |  | Owen Sound | ON | 44.572 | -80.938 | operating | 2017 |  | 2017 | [15 empty] | IESO Active Generation Contract List 2178 |  | 0.5 | [28 empty] | Yes
102342 | IP Public Works | FALSE | FALSE | TRUE | FALSE | Biidaaske Inc. |  | Owen Sound | ON | 44.573 | -80.937 | operating | 2017 |  | 2017 | [15 empty] | IESO Active Generation Contract List 2179 |  | 0.5 | [28 empty] | Yes
102343 | IP Rail Trail | FALSE | FALSE | TRUE | FALSE | Biidaaske Inc. |  | Owen Sound | ON | 44.574 | -80.936 | operating | 2017 |  | 2017 | [15 empty] | IESO Active Generation Contract List 2180 |  | 0.5 | [28 empty] | Yes
102344 | Wainwright Solar Park | FALSE | FALSE | TRUE | FALSE | New OSPVF 1 LP |  | Oxdrift | ON | 49.815 | -93.004 | operating | 2014 |  | 2017 | [15 empty] | IESO Active Generation Contract List 2016 |  | 10 | [28 empty] | Yes
102345 | Mississippi Mills Solar Park | FALSE | FALSE | TRUE | FALSE | TransCanada Corp. |  | Pakenham | ON | 45.333 | -76.29 | operating | 2013 |  | 2017 | [15 empty] | http://saturnpower.ca/solar-development |  | 10 | [28 empty] | Yes
102346 | Chico's Restaurant | FALSE | FALSE | TRUE | FALSE |  |  | Palgrave | ON | 43.946 | -79.831 | operating |  |  |  | 7225 | [14 empty] | WaterFurnace International, 800-222-5667 | [23 empty] | Yes
102347 | MSW Plastics | FALSE | FALSE | TRUE | FALSE | SE9 2013 LP |  | Palmerston | ON | 43.834 | -80.848 | operating | 2015 |  | 2017 | [15 empty] | IESO Active Generation Contract List 2922 |  | 0.25 | [28 empty] | Yes
102348 | Northern Sky Solar Farm | FALSE | FALSE | TRUE | FALSE | Solar Sky Farms Inc. |  | Palmerston | ON | 43.835 | -80.847 | operating | 2011 |  | 2017 | [15 empty] | IESO Active Generation Contract List 2745 |  | 0.25 | [28 empty] | Yes
102349 | Southern Sky Solar Farm | FALSE | FALSE | TRUE | FALSE | Solar Sky Farms Inc. |  | Palmerston | ON | 43.836 | -80.846 | operating | 2011 |  | 2017 | [15 empty] | IESO Active Generation Contract List 2593 |  | 0.25 | [28 empty] | Yes
102350 | McCann # 1 | FALSE | FALSE | TRUE | FALSE | QS4 2012 LP |  | Parkhill | ON | 43.162 | -81.684 | operating | 2017 |  | 2017 | [15 empty] | IESO Active Generation Contract List 2209 |  | 0.5 | [28 empty] | Yes
102351 | McCann # 2 Salem P1 | FALSE | FALSE | TRUE | FALSE | QS4 2012 LP |  | Parkhill | ON | 43.163 | -81.683 | operating | 2017 |  | 2017 | [15 empty] | IESO Active Generation Contract List 2210 |  | 0.5 | [28 empty] | Yes
102352 | QPA Grd 203 - Parkhill Lagoon | FALSE | FALSE | TRUE | FALSE | QS4 2012 LP |  | Parkhill | ON | 43.164 | -81.682 | operating | 2017 |  | 2017 | [15 empty] | IESO Active Generation Contract List 2270 |  | 0.5 | [28 empty] | Yes
102353 | QPA Grd 349 - Gravel Pit | FALSE | FALSE | TRUE | FALSE | QS4 2012 LP |  | Parkhill | ON | 43.165 | -81.681 | operating | 2017 |  | 2017 | [15 empty] | IESO Active Generation Contract List 2271 |  | 0.5 | [28 empty] | Yes
102354 | QPA Grd 438 - Sewage Treatment | FALSE | FALSE | TRUE | FALSE | QS4 2012 LP |  | Parkhill | ON | 43.166 | -81.68 | operating | 2017 |  | 2017 | [15 empty] | IESO Active Generation Contract List 3088 |  | 0.25 | [28 empty] | Yes
102355 | 92 Airport Road RT | FALSE | FALSE | TRUE | FALSE | Tenedos GP 1 Ltd. |  | Parry Sound | ON | 45.347 | -80.035 | operating | 2015 |  | 2017 | [15 empty] | IESO Active Generation Contract List 3316 |  | 0.2 | [28 empty] | Yes
102356 | Rosseau Solar LP - Rosseau | FALSE | FALSE | TRUE | FALSE | Rosseau Solar LP |  | Parry Sound | ON | 45.348 | -80.034 | operating | 2016 |  | 2017 | [15 empty] | IESO Active Generation Contract List 2277 |  | 0.5 | [28 empty] | Yes
102357 | SPN 589 | FALSE | FALSE | TRUE | FALSE | SPN LP 7 |  | Parry Sound | ON | 45.349 | -80.033 | operating | 2016 |  | 2017 | [15 empty] | IESO Active Generation Contract List 3503 |  | 0.16 | [28 empty] | Yes
102358 | BeamLIght Solar Project | FALSE | FALSE | TRUE | FALSE | BeamLight LP |  | Pefferlaw | ON | 44.315 | -79.203 | operating | 2014 |  | 2017 | [15 empty] | IESO Active Generation Contract List 2016 |  | 10 | [28 empty] | Yes
102359 | EarthLight Solar Farm | FALSE | FALSE | TRUE | FALSE | EarthLight LP |  | Pefferlaw | ON | 44.316 | -79.202 | operating | 2015 |  | 2017 | [15 empty] | IESO Active Generation Contract List 2016 |  | 10 | [28 empty] | Yes
102360 | GoldLight Solar Project | FALSE | FALSE | TRUE | FALSE | GoldLight LP |  | Pefferlaw | ON | 44.317 | -79.201 | operating | 2015 |  | 2017 | [15 empty] | http://www.res-americas.com/en/portfolio/solar/constructed/goldlight-solar-project |  | 10 | [28 empty] | Yes
102361 | Goulais Wind Farm | FALSE | FALSE | TRUE | FALSE | Chi-Wiikwedong LP |  | Heyden | ON | 46.643 | -84.308 | operating | 2015 |  | 2017 | [15 empty] | CanWEA |  | 25.3 | [30 empty] | Yes
102362 | Hillside Gardens | FALSE | FALSE | TRUE | FALSE |  |  | Perth | ON | 44.899 | -76.249 | operating | 1986 |  |  | 712 | [14 empty] | James Kyd, Aqua Scene | [23 empty] | Yes
102363 | RE Smiths Falls 2 | FALSE | FALSE | TRUE | FALSE | Aurora Smiths Falls 2 LP |  | Perth | ON | 44.9 | -76.248 | operating | 2013 |  | 2017 | [15 empty] | IESO Active Generation Contract List 2017 |  | 10 | [28 empty] | Yes
102364 | RE Smiths Falls 4 | FALSE | FALSE | TRUE | FALSE | Aurora Smiths Falls 4 LP c/o Mitsubishi Corporation |  | Perth | ON | 44.901 | -76.247 | operating | 2014 |  | 2017 | [15 empty] | IESO Active Generation Contract List 2018 |  | 10 | [28 empty] | Yes
102365 | CFB Petawawa | TRUE | TRUE | FALSE | FALSE | Department of National Defense |  | Petawawa | ON | 45.898 | -77.283 | operating | 2000 |  | 2017 | 221 |  |  | Small | [10 empty] | Yes | CEEDC Cogen survey 2019 |  | 3.5 | 11.01 | 23542 | 74060.55 | 0.675 |  | Yes | 6726 | 1 | SCGT | 2000 | 3.5 | 11.01 | 23542 | 74060.55 | Yes |  | Yes | [15 empty] | 416210 |  | 29915.23 | [19 empty] | Yes | No | No |  |  |  | 3306749.91 | [8 empty] | No |  |  | 57.15
102366 | 2020 Old Keene Road GPE 09017504 | FALSE | FALSE | TRUE | FALSE | 2020 Old Keene Road Inc. |  | Peterborough | ON | 44.309 | -78.32 | operating | 2011 |  | 2017 | [15 empty] | IESO Active Generation Contract List 3752 |  | 0.125 | [28 empty] | Yes
102367 | 550 Braidwood Warehouse | FALSE | FALSE | TRUE | FALSE | Braidwood Warehouse Solar GP |  | Peterborough | ON | 44.31 | -78.319 | operating | 2014 |  | 2017 | [15 empty] | IESO Active Generation Contract List 2066 |  | 0.5 | [28 empty] | Yes
102368 | 810 Technology Drive | FALSE | FALSE | TRUE | FALSE | 2436043 Ontario Inc. |  | Peterborough | ON | 44.311 | -78.318 | operating | 2015 |  | 2017 | [15 empty] | IESO Active Generation Contract List 2074 |  | 0.5 | [28 empty] | Yes
102369 | Chemong Plaza | FALSE | FALSE | TRUE | FALSE | Chemong Plaza Solar LP |  | Peterborough | ON | 44.312 | -78.317 | operating | 2015 |  | 2017 | [15 empty] | IESO Active Generation Contract List 2893 |  | 0.25 | [28 empty] | Yes
102370 | GGELP_0018 | FALSE | FALSE | TRUE | FALSE | Gengrowth Energy LP |  | Peterborough | ON | 44.313 | -78.316 | operating | 2017 |  | 2017 | [15 empty] | IESO Active Generation Contract List 2990 |  | 0.25 | [28 empty] | Yes
102371 | GGELP_0026 | FALSE | FALSE | TRUE | FALSE | Gengrowth Energy LP |  | Peterborough | ON | 44.314 | -78.315 | operating | 2017 |  | 2017 | [15 empty] | IESO Active Generation Contract List 2139 |  | 0.5 | [28 empty] | Yes
102372 | GreenLife Solar 18 | FALSE | FALSE | TRUE | FALSE | GreenLife Solar Projects Inc. |  | Peterborough | ON | 44.315 | -78.314 | operating | 2017 |  | 2017 | [15 empty] | IESO Active Generation Contract List 2148 |  | 0.5 | [28 empty] | Yes
102373 | H06-500 LANSDOWNE | FALSE | FALSE | TRUE | FALSE | MOM I LP |  | Peterborough | ON | 44.316 | -78.313 | operating | 2012 |  | 2017 | [15 empty] | IESO Active Generation Contract List 2428 |  | 0.4 | [28 empty] | Yes
102374 | Kinsmen Civic Centre | FALSE | FALSE | TRUE | FALSE | Peterborough Solar Projects Corp. |  | Peterborough | ON | 44.317 | -78.312 | operating | 2016 |  | 2017 | [15 empty] | IESO Active Generation Contract List 2411 |  | 0.438 | [28 empty] | Yes
102375 | Lily Lake Solar Farm | FALSE | FALSE | TRUE | FALSE | Peterborough Utilities Inc. |  | Peterborough | ON | 44.318 | -78.311 | operating | 2011 |  | 2017 | [15 empty] | http://www.pui.ca/Generation/Lily_Lake_Solar_Farm.htm |  | 10 |  | 14300 | [26 empty] | Yes
102376 | MSL-1154 CHEMONG | FALSE | FALSE | TRUE | FALSE | 2391395 Ontario Inc. |  | Peterborough | ON | 44.319 | -78.31 | operating | 2016 |  | 2017 | [15 empty] | IESO Active Generation Contract List 2218 |  | 0.5 | [28 empty] | Yes
102377 | Otonabee Dairy Farm GPE09025004 | FALSE | FALSE | TRUE | FALSE | 481230 Ontario Limited |  | Peterborough | ON | 44.32 | -78.309 | operating | 2012 | [17 empty] | IESO Active Generation Contract List 3521 |  | 0.15 | [28 empty] | Yes
102378 | PET-1421 Lansdowne West | FALSE | FALSE | TRUE | FALSE | Métis Nation of Ontario - BrightRoof Solar LP |  | Peterborough | ON | 44.321 | -78.308 | operating | 2015 | [17 empty] | IESO Active Generation Contract List 3384 |  | 0.19 | [28 empty] | Yes
102379 | Peterborough Self Storage Ltd | FALSE | FALSE | TRUE | FALSE | Peterborough Self Storage Ltd |  | Peterborough | ON | 44.322 | -78.307 | operating | 2012 | [17 empty] | IESO Active Generation Contract List 3417 |  | 0.18 | [28 empty] | Yes
102380 | Peterborough Utilities Ashburnham Warehouse | FALSE | FALSE | TRUE | FALSE | Peterborough Solar Projects Corp. |  | Peterborough | ON | 44.323 | -78.306 | operating | 2016 |  | 2017 | [15 empty] | IESO Active Generation Contract List 3057 |  | 0.25 | [28 empty] | Yes
102381 | Rye Park Solar | FALSE | FALSE | TRUE | FALSE | Rye Park Solar LP |  | Peterborough | ON | 44.324 | -78.305 | operating | 2014 |  | 2017 | [15 empty] | IESO Active Generation Contract List 2940 |  | 0.25 | [28 empty] | Yes
102382 | SFF 8 | FALSE | FALSE | TRUE | FALSE |  |  | Peterborough | ON | 44.325 | -78.304 | operating | 2016 |  | 2017 | [15 empty] | IESO Active Generation Contract List 2295 |  | 0.5 | [28 empty] | Yes
102383 | Stan Adamson Power House | FALSE | FALSE | TRUE | FALSE | Trent University |  | Peterborough | ON | 44.326 | -78.303 | operating | 1964 |  | 2017 | 611 | [14 empty] | IESO Active Generation Contract List 2016 |  | 3.9 |  | 9000 | [27 empty] | Yes
102384 | SunEdison ON-11-0170 | FALSE | FALSE | TRUE | FALSE | SunEdison Canada Origination Health LP |  | Peterborough | ON | 44.327 | -78.302 | operating | 2016 |  | 2017 | [15 empty] | IESO Active Generation Contract List 2338 |  | 0.5 | [28 empty] | Yes
102385 | 260 Centre St | FALSE | FALSE | TRUE | FALSE | Southwest Solar Venture One Inc. |  | Petrolia | ON | 42.882 | -82.144 | operating | 2015 |  | 2017 | [15 empty] | IESO Active Generation Contract List 2534 |  | 0.298 | [28 empty] | Yes
102386 | Petrolia | FALSE | FALSE | TRUE | FALSE | Fovere Glenbarra Energy Fund II LP |  | Petrolia | ON | 42.883 | -82.143 | operating | 2012 |  | 2017 | [15 empty] | IESO Active Generation Contract List 2798 |  | 0.25 | [28 empty] | Yes
102387 | Progress Solar I | FALSE | FALSE | TRUE | FALSE | CEW ERIE VII |  | Petrolia | ON | 42.884 | -82.142 | operating | 2015 | [17 empty] | IESO Active Generation Contract List 3421 |  | 0.18 | [28 empty] | Yes
102388 | RE Midhurst 2 | FALSE | FALSE | TRUE | FALSE | Met Fiera Solar Midhurst 2 LP |  | Phelpston | ON | 44.518 | -79.847 | operating | 2013 |  | 2017 | [15 empty] | IESO Active Generation Contract List 2017 |  | 3.5 | [28 empty] | Yes
102389 | 575 Graniteb | FALSE | FALSE | TRUE | FALSE | Purdue Pharma Inc. |  | Pickering | ON | 43.838 | -79.087 | operating | 2014 |  | 2017 | [15 empty] | IESO Active Generation Contract List 3277 |  | 0.2 | [28 empty] | Yes
102390 | 580 Granite | FALSE | FALSE | TRUE | FALSE | Purdue Pharma Inc. |  | Pickering | ON | 43.839 | -79.086 | operating | 2013 |  | 2017 | [15 empty] | IESO Active Generation Contract List 3150 |  | 0.24 | [28 empty] | Yes
102391 | Long & McQuade Limited | FALSE | FALSE | TRUE | FALSE | Potentia (002324 - 550 Granite) LP |  | Pickering | ON | 43.84 | -79.085 | operating | 2013 |  | 2017 | [15 empty] | IESO Active Generation Contract List 2581 |  | 0.25 | [28 empty] | Yes
102392 | OPG 7 Gomberg Turbine | FALSE | FALSE | TRUE | FALSE | Ontario Power Generation Inc. |  | Pickering | ON | 43.841 | -79.084 | operating | 2001 |  | 2017 | 221 | [14 empty] | CanWEA |  | 1.8 |  | 2200 | [28 empty] | Yes
102393 | 247 Kingsley Road | FALSE | FALSE | TRUE | FALSE | Cleave Energy Holdings Ltd. |  | Picton | ON | 44.007 | -77.142 | operating | 2014 |  | 2017 | [15 empty] | IESO Active Generation Contract List 2875 |  | 0.25 | [28 empty] | Yes
102394 | 545 CR - 22 P.E.C. | FALSE | FALSE | TRUE | FALSE | Cleave Energy Holdings Ltd. |  | Picton | ON | 44.008 | -77.141 | operating | 2014 |  | 2017 | [15 empty] | IESO Active Generation Contract List 2871 |  | 0.25 | [28 empty] | Yes
102395 | AGRIS Solar (Sophiasburgh - East) | FALSE | FALSE | TRUE | FALSE | AGRIS Solar Co-operative Inc. |  | Picton | ON | 44.009 | -77.14 | operating | 2015 |  | 2017 | [15 empty] | IESO Active Generation Contract List 2382 |  | 0.476 | [28 empty] | Yes
102396 | AGRIS Solar (Sophiasburgh - West #2) | FALSE | FALSE | TRUE | FALSE | AGRIS Solar Co-operative Inc. |  | Picton | ON | 44.01 | -77.139 | operating | 2016 |  | 2017 | [15 empty] | IESO Active Generation Contract List 2089 |  | 0.5 | [28 empty] | Yes
102397 | Sunny Shores Green Energy Solar Park | FALSE | FALSE | TRUE | FALSE | Sunny Shores LP |  | Picton | ON | 44.011 | -77.138 | operating | 2015 |  | 2017 | [15 empty] | https://www.ebmag.com/Energy-Power/Renewables/14mw-sunny-shores-green-energy-solar-park-is-live |  | 14.4 | [28 empty] | Yes
102398 | CELESTE SOLAR LP 500KW | FALSE | FALSE | TRUE | FALSE | Celeste Solar LP |  | Plantagenet | ON | 45.535 | -74.999 | operating | 2017 |  | 2017 | [15 empty] | IESO Active Generation Contract List 2106 |  | 0.5 | [28 empty] | Yes
102399 | Ferme Joly Drouin et Filles Solar | FALSE | FALSE | TRUE | FALSE | 1055466 Ontario Inc. |  | Plantagenet | ON | 45.536 | -74.998 | operating | 2012 |  | 2017 | [15 empty] | IESO Active Generation Contract List 2602 |  | 0.25 | [28 empty] | Yes
102400 | 927251 Oxford County Road 8, Blandford-Blenheim | FALSE | FALSE | TRUE | FALSE | Mann MS2013400 LP |  | Plattsville | ON | 43.303 | -80.622 | operating | 2015 |  | 2017 | [15 empty] | IESO Active Generation Contract List 3213 |  | 0.22 | [28 empty] | Yes
102401 | Stoney Point Solar | FALSE | FALSE | TRUE | FALSE | Paul Lawrence Mullins | Mary Ellen Mullins | Pointe Aux Roches | ON | 42.289 | -82.54 | operating | 2015 |  | 2017 | [15 empty] | IESO Active Generation Contract List 2446 |  | 0.396 | [28 empty] | Yes
102402 | Pointes Aux Roches | FALSE | FALSE | TRUE | FALSE | Engie Energy International |  | Pointes aux Roches | ON | 42.29 | -82.539 | operating | 2011 |  | 2017 | 2211 | [14 empty] | CanWEA |  | 48.6 | [30 empty] | Yes
102403 | Partridge_10021151 | FALSE | FALSE | TRUE | FALSE | Jamie Edward Partridge | Lindsey Kristina Forkun | Pontypool | ON | 44.1 | -78.628 | operating | 2016 |  | 2017 | [15 empty] | IESO Active Generation Contract List 3023 |  | 0.25 | [28 empty] | Yes
102404 | W.G. Thompson | TRUE | FALSE | FALSE | FALSE |  |  | Port Albert | ON | 43.877 | -81.715 | decom |  |  |  | 325 | [14 empty] | CEEDC Cogen survey 2019 |  | 0.7 | [5 empty] | Yes |  | 1 | GE |  | 0.7
102405 | 9 - McConnell | FALSE | FALSE | TRUE | FALSE | Amber Energy Co-operative Inc. |  | Port Burwell | ON | 42.648 | -80.8 | operating | 2016 |  | 2017 | [15 empty] | IESO Active Generation Contract List 3075 |  | 0.25 | [28 empty] | Yes
102406 | Erie Shores Wind Farm Phase 1 | FALSE | FALSE | TRUE | FALSE | Erie Shores Wind Farm Ltd. |  | Port Burwell | ON | 42.649 | -80.799 | operating | 2006 |  | 2017 | 221 | [14 empty] | CanWEA/ http://www.capstoneinfrastructure.com/OurBusiness/PowerInfrastructure/OperatingFacilities/Wind/ErieShoresWindFarm |  | 99 | [30 empty] | Yes
102407 | Muskoka Solar LP - PC | FALSE | FALSE | TRUE | FALSE | Muskoka Solar LP |  | Port Carling | ON | 45.117 | -79.575 | operating | 2017 |  | 2017 | [15 empty] | IESO Active Generation Contract List 2223 |  | 0.5 | [28 empty] | Yes
102408 | Claire's Delivery and Storage | FALSE | FALSE | TRUE | FALSE | BrightRoof Solar LP |  | Port Colborne | ON | 42.888 | -79.25 | operating | 2014 |  | 2017 | [15 empty] | IESO Active Generation Contract List 2109 |  | 0.5 | [28 empty] | Yes
102409 | INCO | TRUE | FALSE | FALSE | FALSE |  |  | Port Colborne | ON | 42.889 | -79.249 | decom |  |  |  | 331 | [14 empty] | CEEDC Cogen survey 2019 |  | 0.42 | [5 empty] | Yes |  | 1 | GE |  | 0.42
102410 | Jungbunzlauer Canada Inc. | TRUE | FALSE | FALSE | FALSE | Jungbunzlauer |  | Port Colborne | ON | 42.89 | -79.248 | operating | 2001 |  | 2015 | 311 | [14 empty] | CEEDC Cogen survey 2019 | [16 empty] | Yes
102411 | Niagara 1 | FALSE | FALSE | TRUE | FALSE | Taiyo Energy Inc. |  | Port Colborne | ON | 42.891 | -79.247 | operating | 2014 |  | 2017 | [15 empty] | IESO Active Generation Contract List 2227 |  | 0.5 | [28 empty] | Yes
102412 | C2 Hayfield URSP | FALSE | FALSE | TRUE | FALSE | 2291506 Ontario Inc. |  | Port Dover | ON | 42.787 | -80.203 | operating | 2016 |  | 2017 | [15 empty] | IESO Active Generation Contract List 2103 |  | 0.5 | [28 empty] | Yes
102413 | GEDSB Port Dover Composite | FALSE | FALSE | TRUE | FALSE | Ameresco GEDSB Solar Inc. |  | Port Dover | ON | 42.788 | -80.202 | operating | 2014 | [17 empty] | IESO Active Generation Contract List 3263 |  | 0.2 | [28 empty] | Yes
102414 | Marburg URSP | FALSE | FALSE | TRUE | FALSE | 2291506 Ontario Inc. |  | Port Dover | ON | 42.789 | -80.201 | operating | 2016 |  | 2017 | [15 empty] | IESO Active Generation Contract List 2205 |  | 0.5 | [28 empty] | Yes
102415 | SPN 316 | FALSE | FALSE | TRUE | FALSE | SPN LP 4 |  | Port Dover | ON | 42.79 | -80.2 | operating | 2016 |  | 2017 | [15 empty] | IESO Active Generation Contract List 2994 |  | 0.25 | [28 empty] | Yes
102416 | USS Gates North URSP | FALSE | FALSE | TRUE | FALSE | 2291506 Ontario Inc. |  | Port Dover | ON | 42.791 | -80.199 | operating | 2016 |  | 2017 | [15 empty] | IESO Active Generation Contract List 2354 |  | 0.5 | [28 empty] | Yes
102417 | USS Gates South URSP | FALSE | FALSE | TRUE | FALSE | 2291506 Ontario Inc. |  | Port Dover | ON | 42.792 | -80.198 | operating | 2016 |  | 2017 | [15 empty] | IESO Active Generation Contract List 2355 |  | 0.5 | [28 empty] | Yes
102418 | (F31) Your Independent Grocer Highway 21 | FALSE | FALSE | TRUE | FALSE | Firelight Solar LP |  | Port Elgin | ON | 44.434 | -81.393 | operating | 2014 |  | 2017 | [15 empty] | IESO Active Generation Contract List 3685 |  | 0.135 | [28 empty] | Yes
102419 | CAW (Unifor) Wind Turbine | FALSE | FALSE | TRUE | FALSE | Canadian Auto Workers |  | Port Elgin | ON | 44.435 | -81.392 | operating | 2013 |  | 2017 | 2211 | [14 empty] | CanWEA |  | 0.5 | [30 empty] | Yes
102420 | Saugeen Shores Arena | FALSE | FALSE | TRUE | FALSE | Icekube Systems |  | Port Elgin | ON | 44.436 | -81.391 | operating | 1999 |  |  | 713 | [14 empty] | http://www.icekubesystems.com/htmlfiles/Saugeen-Shores.asp |  |  | 0.774 | [20 empty] | Yes
102421 | GreenLife Solar 14 | FALSE | FALSE | TRUE | FALSE | GreenLife Solar Projects Inc. |  | Port Hope | ON | 43.949 | -78.293 | operating | 2017 |  | 2017 | [15 empty] | IESO Active Generation Contract List 2146 |  | 0.5 | [28 empty] | Yes
102422 | Penn Energy - VanDorp | FALSE | FALSE | TRUE | FALSE | Penn Energy Renewables Ltd. |  | Port Hope | ON | 43.95 | -78.292 | operating | 2014 |  | 2017 | [15 empty] | http://www.pennenergyrenewables.com/solar-farms-ontario.html |  | 10 | [28 empty] | Yes
102423 | Illumination Solar Project | FALSE | FALSE | TRUE | FALSE | Illumination LP |  | Port Perry | ON | 44.105 | -78.944 | operating | 2015 |  | 2017 | [15 empty] | http://www.dif.eu/feed/news/201512140945/dif-infrastructure-iii-acquires-10mw-solar-project-in-ontario-/ |  | 10 | [28 empty] | Yes
102424 | Seagrave Solar Two | FALSE | FALSE | TRUE | FALSE | PowerStream Inc. |  | Port Perry | ON | 44.106 | -78.943 | operating | 2012 |  | 2017 | [15 empty] | IESO Active Generation Contract List 2778 |  | 0.25 | [28 empty] | Yes
102425 | Simcoe Farm | FALSE | FALSE | TRUE | FALSE | Standard Power Corp. |  | Port Perry | ON | 44.107 | -78.942 | operating | 2013 |  | 2017 | [15 empty] | IESO Active Generation Contract List 2730 |  | 0.25 | [28 empty] | Yes
102426 | Port Robinson Solar Energy Project | FALSE | FALSE | TRUE | FALSE | E.S. Fox Ltd. |  | Port Robinson | ON | 43.039 | -79.21 | operating | 2014 |  | 2017 | [15 empty] | IESO Active Generation Contract List 2266 |  | 0.5 | [28 empty] | Yes
102427 | SA1 | FALSE | FALSE | TRUE | FALSE | 2245073 Ontario Inc. |  | Port Robinson | ON | 43.04 | -79.209 | operating | 2014 |  | 2017 | [15 empty] | IESO Active Generation Contract List 2280 |  | 0.5 | [28 empty] | Yes
102428 | SA2 | FALSE | FALSE | TRUE | FALSE | 2245073 Ontario Inc. |  | Port Robinson | ON | 43.041 | -79.208 | operating | 2014 |  | 2017 | [15 empty] | IESO Active Generation Contract List 2281 |  | 0.5 | [28 empty] | Yes
102429 | Oneida Business Park | FALSE | FALSE | TRUE | FALSE | Corporation of the County of Brant and Six Nations of the Grand River Joint Venture | Six Nations of the Grand River Joint Venture | Port Rowan | ON | 42.624 | -80.45 | operating | 2015 |  | 2017 | [15 empty] | IESO Active Generation Contract List 2239 |  | 0.5 | [28 empty] | Yes
102431 | Luyks Home Farm | FALSE | FALSE | TRUE | FALSE | Luyks Holdings Ltd. |  | Port Stanley | ON | 42.664 | -81.216 | operating | 2011 |  | 2017 | [15 empty] | IESO Active Generation Contract List 2623 |  | 0.25 | [28 empty] | Yes
102432 | Northland Power Solar Rideau Lakes | FALSE | FALSE | TRUE | FALSE | Northland Power |  | Portland | ON | 44.695 | -76.193 | operating | 2013 |  | 2017 | [15 empty] | http://www.northlandpower.ca/What-We-Do/Operating-Assets/Solar/Rideau_Lakes.aspx |  | 10 | [28 empty] | Yes
102433 | Solray Energy Forfar 3 | FALSE | FALSE | TRUE | FALSE | Forfar Solar LP |  | Portland | ON | 44.696 | -76.192 | operating | 2015 |  | 2017 | [15 empty] | IESO Active Generation Contract List 2301 |  | 0.5 | [28 empty] | Yes
102434 | Prince Wind Energy Project | FALSE | FALSE | TRUE | FALSE | Brookfield Renewable Power Inc. |  | Prince Wind farm | ON | 47.056 | -63.995 | operating | 2006 |  | 2017 | 221 | [14 empty] | CanWEA |  | 189 |  | 433234 | [28 empty] | Yes
102435 | Providence Bay | FALSE | FALSE | TRUE | FALSE | Schneider Power |  | Providence Bay | ON | 45.677 | -82.27 | operating | 2007 |  | 2017 | 2211 | [14 empty] | CanWEA |  | 1.6 |  | 3000 | [28 empty] | Yes
102436 | Puslich One | FALSE | FALSE | TRUE | FALSE | 1649511 Ontario Inc. |  | Puslinch | ON | 43.433 | -80.097 | operating | 2014 |  | 2017 | [15 empty] | IESO Active Generation Contract List 2598 |  | 0.25 | [28 empty] | Yes
102437 | RE Breen | FALSE | FALSE | TRUE | FALSE | Met Fiera Solar Breen 2 LP |  | Putnam | ON | 42.99 | -80.954 | operating | 2014 |  | 2017 | [15 empty] | IESO Active Generation Contract List 2016 |  | 10 | [28 empty] | Yes
102438 | Dave Rampel Solar Park | FALSE | FALSE | TRUE | FALSE | Rainy River First Nations Solar 3 LP |  | Rainy River | ON | 48.724 | -94.568 | operating | 2015 |  | 2017 | [15 empty] | IESO Active Generation Contract List 2016 |  | 10 | [28 empty] | Yes
102439 | Vanzwolf Solar Park | FALSE | FALSE | TRUE | FALSE | Rainy River First Nations Solar 2 LP |  | Rainy River | ON | 48.725 | -94.567 | operating | 2015 |  | 2017 | [15 empty] | IESO Active Generation Contract List 2025 |  | 5 | [28 empty] | Yes
102440 | 635294 Generating Station | FALSE | FALSE | TRUE | FALSE | 635294 Ontario Inc. |  | Ramore | ON | 48.429 | -80.33 | operating | 2010 |  | 2017 | [15 empty] | IESO Active Generation Contract List 2016 |  | 0.522 | [29 empty] | Yes
102441 | Ramore Solar Park | FALSE | FALSE | TRUE | FALSE | New OSPVF 11 LP |  | Ramore | ON | 48.43 | -80.329 | operating | 2014 |  | 2017 | [15 empty] | IESO Active Generation Contract List 2025 |  | 8 | [28 empty] | Yes
102442 | Black Bay Solar Project | FALSE | FALSE | TRUE | FALSE | Azgard Corporation |  | Red Rock | ON | 48.945 | -88.259 | operating | 2015 |  | 2017 | [15 empty] | IESO Active Generation Contract List 2025 |  | 1.44 | [28 empty] | Yes
102443 | #86 1050 O'Brien Rd, Renfrew | FALSE | FALSE | TRUE | FALSE | AMP1 |  | Renfrew | ON | 45.475 | -76.688 | operating | 2013 |  | 2017 | [15 empty] | IESO Active Generation Contract List 3525 |  | 0.15 | [28 empty] | Yes
102444 | Bonnechere Manor | FALSE | FALSE | TRUE | FALSE | Corporation of the County of Renfrew, Bonnechere Manor - Home For The Aged | Bonnechere Manor - Home For The Aged | Renfrew | ON | 45.476 | -76.687 | operating | 2014 |  | 2017 | [15 empty] | IESO Active Generation Contract List 3388 |  | 0.19 | [28 empty] | Yes
102445 | Cheff_10020643 | FALSE | FALSE | TRUE | FALSE | Dwight Cheff | Catherine Cheff | Renfrew | ON | 45.477 | -76.686 | operating | 2016 |  | 2017 | [15 empty] | IESO Active Generation Contract List 2966 |  | 0.25 | [28 empty] | Yes
102446 | Goshen Solar | FALSE | FALSE | TRUE | FALSE | Goshen Solar Inc. |  | Renfrew | ON | 45.478 | -76.685 | operating | 2015 |  | 2017 | [15 empty] | IESO Active Generation Contract List 2141 |  | 0.5 | [28 empty] | Yes
102447 | MA-TE-WAY ARENA FIT | FALSE | FALSE | TRUE | FALSE | THE CORPORATION OF THE TOWN OF RENFREW |  | Renfrew | ON | 45.479 | -76.684 | operating | 2016 | [17 empty] | IESO Active Generation Contract List 3515 |  | 0.152 | [28 empty] | Yes
102448 | Thomas Low Generating Station | FALSE | FALSE | TRUE | FALSE | Renfrew Power Generation Inc. |  | Renfrew | ON | 45.48 | -76.683 | operating | 2015 |  | 2017 | [15 empty] | IESO Active Generation Contract List 2016 |  | 4 | [29 empty] | Yes
102449 | Times Fibre | FALSE | FALSE | TRUE | FALSE | SE5 2013 LP |  | Renfrew | ON | 45.481 | -76.682 | operating | 2016 |  | 2017 | [15 empty] | IESO Active Generation Contract List 2488 |  | 0.35 | [28 empty] | Yes
102450 | Corner View Farms | FALSE | FALSE | TRUE | FALSE | 7251572 Canada Ltd. |  | Richmond | ON | 45.194 | -75.839 | operating | 2016 |  | 2017 | [15 empty] | IESO Active Generation Contract List 2530 |  | 0.3 | [28 empty] | Yes
102451 | O02-3673 McBean | FALSE | FALSE | TRUE | FALSE | OSPS (002273-3673 McBean) LP |  | Richmond | ON | 45.195 | -75.838 | operating | 2014 |  | 2017 | [15 empty] | IESO Active Generation Contract List 2650 |  | 0.25 | [28 empty] | Yes
102452 | 135 W Beaver Creek Rd | FALSE | FALSE | TRUE | FALSE | 2344215 Ontario Inc. |  | Richmond Hill | ON | 43.883 | -79.44 | operating | 2015 |  | 2017 | [15 empty] | IESO Active Generation Contract List 3314 |  | 0.2 | [28 empty] | Yes
102453 | 350 Newkirk Road | FALSE | FALSE | TRUE | FALSE | 2083053 Ontario Ltd. |  | Richmond Hill | ON | 43.884 | -79.439 | operating | 2014 |  | 2017 | [15 empty] | IESO Active Generation Contract List 3264 |  | 0.2 | [28 empty] | Yes
102454 | A01-75 West Wilmot | FALSE | FALSE | TRUE | FALSE | MOM V LP |  | Richmond Hill | ON | 43.885 | -79.438 | operating | 2014 |  | 2017 | [15 empty] | IESO Active Generation Contract List 3535 |  | 0.15 | [28 empty] | Yes
102455 | CanFirst - Richmond Hill (45 A West Wilmot Street) | FALSE | FALSE | TRUE | FALSE | Firelight Solar L.P. |  | Richmond Hill | ON | 43.886 | -79.437 | operating | 2011 | [17 empty] | IESO Active Generation Contract List 3233 |  | 0.213 | [28 empty] | Yes
102456 | CanFirst - Richmond Hill (45 B West Wilmot Street) | FALSE | FALSE | TRUE | FALSE | Firelight Solar L.P. |  | Richmond Hill | ON | 43.887 | -79.436 | operating | 2011 | [17 empty] | IESO Active Generation Contract List 3143 |  | 0.245 | [28 empty] | Yes
102457 | Christ the King Catholic Elementary School | FALSE | FALSE | TRUE | FALSE |  |  | Richmond Hill | ON | 43.888 | -79.435 | operating | 1989 |  |  | 6111 | [14 empty] | Gino Di Rezze, Groundheat, 905-737-6851 | [23 empty] | Yes
102458 | Dunlap Observatory | FALSE | FALSE | TRUE | FALSE | David Dunlap Observatory |  | Richmond Hill | ON | 43.889 | -79.434 | operating | 1987 |  |  | 712 | [14 empty] | Gino Di Rezze, Groundheat, 905-737-6851 | [23 empty] | Yes
102459 | H06-1706 ELGIN MILLS | FALSE | FALSE | TRUE | FALSE | MOM Solar LP |  | Richmond Hill | ON | 43.89 | -79.433 | operating | 2012 |  | 2017 | [15 empty] | IESO Active Generation Contract List 2426 |  | 0.4 | [28 empty] | Yes
102460 | H06-50 RED MAPLE | FALSE | FALSE | TRUE | FALSE | MOM I LP |  | Richmond Hill | ON | 43.891 | -79.432 | operating | 2014 |  | 2017 | [15 empty] | IESO Active Generation Contract List 2453 |  | 0.375 | [28 empty] | Yes
102461 | Menkes-30 Mural Street | FALSE | FALSE | TRUE | FALSE | Castleberry Investments Limited |  | Richmond Hill | ON | 43.892 | -79.431 | operating | 2012 | [17 empty] | IESO Active Generation Contract List 3540 |  | 0.15 | [28 empty] | Yes
102462 | Menkes-50 Mural Street | FALSE | FALSE | TRUE | FALSE | Menkes Properties Inc. |  | Richmond Hill | ON | 43.893 | -79.43 | operating | 2012 | [17 empty] | IESO Active Generation Contract List 3278 |  | 0.2 | [28 empty] | Yes
102463 | N02-60 East Beaver Creek | FALSE | FALSE | TRUE | FALSE | Norman James Gottlieb |  | Richmond Hill | ON | 43.894 | -79.429 | operating | 2013 |  | 2017 | [15 empty] | IESO Active Generation Contract List 2470 |  | 0.35 | [28 empty] | Yes
102464 | N02-68 Leek | FALSE | FALSE | TRUE | FALSE | Norman James Gottlieb |  | Richmond Hill | ON | 43.895 | -79.428 | operating | 2013 |  | 2017 | [15 empty] | IESO Active Generation Contract List 2854 |  | 0.25 | [28 empty] | Yes
102465 | RIC-30 Pollard | FALSE | FALSE | TRUE | FALSE | Métis Nation of Ontario - BrightRoof Solar LP |  | Richmond Hill | ON | 43.896 | -79.427 | operating | 2015 | [17 empty] | IESO Active Generation Contract List 3420 |  | 0.18 | [28 empty] | Yes
102466 | YCDSB - St. Theresa of Lisieux | FALSE | FALSE | TRUE | FALSE | Potentia Solar 7 LP |  | Richmond Hill | ON | 43.897 | -79.426 | operating | 2015 |  | 2017 | [15 empty] | IESO Active Generation Contract List 3242 |  | 0.21 | [28 empty] | Yes
102467 | Rideau Falls Generating Station | FALSE | FALSE | TRUE | FALSE | Fortis Generation East LP |  | Rideau Falls | ON | 45.442 | -75.696 | operating | 2010 |  | 2017 | [15 empty] | IESO Active Generation Contract List 2016 |  | 2 | [29 empty] | Yes
102468 | Northland Power Solar Crosby | FALSE | FALSE | TRUE | FALSE | Northland Power |  | Rideau Lakes | ON | 44.658 | -76.28 | operating | 2013 |  | 2017 | [15 empty] | http://www.northlandpower.ca/What-We-Do/Operating-Assets/solar/Crosby.aspx |  | 10 | [28 empty] | Yes
102469 | Northland Power Solar McCann L.P. | FALSE | FALSE | TRUE | FALSE | Northland Power |  | Rideau Lakes | ON | 44.659 | -76.279 | operating | 2013 |  | 2017 | [15 empty] | http://www.northlandpower.ca/What-We-Do/Operating-Assets/Solar/McCann.aspx |  | 10 | [28 empty] | Yes
102470 | Merrickville | FALSE | FALSE | TRUE | FALSE | Ontario Power Generation Inc. |  | Rideau River | ON | 45.151 | -75.832 | operating | 1915 |  | 2017 | 221 | [14 empty] | http://www.opg.com/generating-power/hydro/central-ontario/Pages/merrickville-station.aspx |  | 2 | [29 empty] | Yes
102471 | CH022 - Wilkesview Solar 2 | FALSE | FALSE | TRUE | FALSE | Teeswater Community Power Co-operative Inc. |  | Ripley | ON | 43.642 | -79.386 | operating | 2016 |  | 2017 | [15 empty] | IESO Active Generation Contract List 3006 |  | 0.25 | [28 empty] | Yes
102472 | Ripley Wind Power Project | FALSE | FALSE | TRUE | FALSE | ACCIONA Energy |  | Ripley | ON | 43.643 | -79.385 | operating | 2007 |  | 2017 | 221 | [14 empty] | CanWEA |  | 76 | [30 empty] | Yes
102473 | 23 Giroux | FALSE | FALSE | TRUE | FALSE | Gengrowth Solar Inc |  | River Valley | ON | 46.584 | -80.181 | operating | 2016 |  | 2017 | [15 empty] | IESO Active Generation Contract List 2051 |  | 0.5 | [28 empty] | Yes
102474 | #623 9040 County Rd, #17 Rockland | FALSE | FALSE | TRUE | FALSE | AMP1 |  | Rockland | ON | 45.548 | -75.292 | operating | 2013 |  | 2017 | [15 empty] | IESO Active Generation Contract List 3274 |  | 0.2 | [28 empty] | Yes
102475 | Rockton Fair | FALSE | FALSE | TRUE | FALSE | QS6 2012 LP |  | Rockton | ON | 43.301 | -80.128 | operating | 2016 |  | 2017 | [15 empty] | IESO Active Generation Contract List 3049 |  | 0.25 | [28 empty] | Yes
102476 | 8572 Highway 7 (R Fellows) | FALSE | FALSE | TRUE | FALSE | North Shore Power Group Inc. |  | Rockwood | ON | 43.613 | -80.148 | operating | 2016 |  | 2017 | [15 empty] | IESO Active Generation Contract List 3098 |  | 0.25 | [28 empty] | Yes
102477 | Cripton Solar Farm | FALSE | FALSE | TRUE | FALSE | N & G LP |  | Rockwood | ON | 43.614 | -80.147 | operating | 2016 |  | 2017 | [15 empty] | IESO Active Generation Contract List 2119 |  | 0.5 | [28 empty] | Yes
102478 | Intech number 4 - N0L 2C0 | FALSE | FALSE | TRUE | FALSE | Intech Clean Energy Inc. |  | Rodney | ON | 42.568 | -81.682 | operating | 2013 |  | 2017 | [15 empty] | IESO Active Generation Contract List 2177 |  | 0.5 | [28 empty] | Yes
102479 | Aderville 3 | FALSE | FALSE | TRUE | FALSE | Alderville Solar LP |  | Roseneath | ON | 44.193 | -78.058 | operating | 2013 |  | 2017 | [15 empty] | IESO Active Generation Contract List 2016 |  | 5 | [28 empty] | Yes
102480 | ARRRC Solar | FALSE | FALSE | TRUE | FALSE | Paid4Power Investments Inc. |  | Ruthven | ON | 42.054 | -82.672 | operating | 2015 |  | 2017 | [15 empty] | IESO Active Generation Contract List 3140 |  | 0.249 | [28 empty] | Yes
102481 | Salford Landfill - Bio-Solid Building | FALSE | FALSE | TRUE | FALSE | County of Oxford |  | Salford | ON | 42.998 | -80.827 | operating | 2016 |  | 2017 | [15 empty] | IESO Active Generation Contract List 3055 |  | 0.25 | [28 empty] | Yes
102482 | Sandringham Solar Farm | FALSE | FALSE | TRUE | FALSE | TerraForm Power |  | Sandringham | ON | 45.306 | -74.936 | operating | 2013 |  | 2017 | [15 empty] | http://whiteconstruction.com/portfolio/item/sandringham-solar-farm/ |  | 13.1 | [28 empty] | Yes
102483 | (C83) Real Canadian Superstore Murphy Road | FALSE | FALSE | TRUE | FALSE | Firelight Solar LP |  | Sarnia | ON | 42.975 | -82.407 | operating | 2014 |  | 2017 | [15 empty] | IESO Active Generation Contract List 2599 |  | 0.25 | [28 empty] | Yes
102484 | 1173 Michener Rd | FALSE | FALSE | TRUE | FALSE | 1835914 Ontario Inc. |  | Sarnia | ON | 42.976 | -82.406 | operating | 2013 |  | 2017 | [15 empty] | IESO Active Generation Contract List 2787 |  | 0.25 | [28 empty] | Yes
102485 | 250kW Commercial Roof Solar PV Project | FALSE | FALSE | TRUE | FALSE | 1838185 Ontario Inc. |  | Sarnia | ON | 42.977 | -82.405 | operating | 2013 |  | 2017 | [15 empty] | IESO Active Generation Contract List 3137 |  | 0.249 | [28 empty] | Yes
102486 | Bluewater Solar 250 Queen | FALSE | FALSE | TRUE | FALSE | 1835914 Ontario Inc. |  | Sarnia | ON | 42.978 | -82.404 | operating | 2013 |  | 2017 | [15 empty] | IESO Active Generation Contract List 2785 |  | 0.25 | [28 empty] | Yes
102487 | H06-1350 QUINN | FALSE | FALSE | TRUE | FALSE | MOM II LP |  | Sarnia | ON | 42.979 | -82.403 | operating | 2014 |  | 2017 | [15 empty] | IESO Active Generation Contract List 2516 |  | 0.3 | [28 empty] | Yes
102488 | Imperial Oil Ltd. | TRUE | FALSE | FALSE | FALSE | Imperial Oil Ltd. |  | Sarnia | ON | 42.98 | -82.402 | operating |  |  | 2015 | 324 | 11174 | [13 empty] | CEEDC Cogen survey 2019 |  | 90 | [5 empty] | Yes |  | 1 | SCGT |  | 90 |  |  |  | Yes
102489 | Sarnia Solar Project | FALSE | FALSE | TRUE | FALSE | Enbridge Renewable Energy Infrastructure LP |  | Sarnia | ON | 42.981 | -82.401 | operating | 2010 |  | 2017 | [15 empty] | http://www.enbridge.com/map#map:infrastructure,solarInfrastructure |  | 80 |  | 120000 | [26 empty] | Yes
102490 | SPN 363 | FALSE | FALSE | TRUE | FALSE | SPN LP 7 |  | Sarnia | ON | 42.982 | -82.4 | operating | 2016 |  | 2017 | [15 empty] | IESO Active Generation Contract List 3188 |  | 0.23 | [28 empty] | Yes
102491 | SPN 488 | FALSE | FALSE | TRUE | FALSE | SPN LP 4 |  | Sarnia | ON | 42.983 | -82.399 | operating | 2016 |  | 2017 | [15 empty] | IESO Active Generation Contract List 3650 |  | 0.14 | [28 empty] | Yes
102492 | TransAlta Energy Sarnia | TRUE | FALSE | FALSE | FALSE | TransAlta |  | Sarnia | ON | 42.984 | -82.398 | operating | 2003 |  | 2015 | 221 | [14 empty] | CEEDC Cogen survey 2019 | [16 empty] | Yes
102493 | Maple Hill | FALSE | FALSE | TRUE | FALSE | Serpent River Power Corp. |  | Saugeen River | ON | 44.376 | -81.296 | operating | 1989 |  | 2017 | 221 | [14 empty] | Statistics Canada. Electric Power Generating Stations, 2000. |  | 0.6 | [29 empty] | Yes
102494 | Algoma Steel | TRUE | FALSE | FALSE | FALSE | Algoma Steel Inc | Essar Power Canada | Sault Ste. Marie | ON | 46.522 | -84.346 | operating | 1980 |  | 2018 | 3311 | 1070 | G10011 | Medium |  |  |  |  | Yes | [6 empty] | CEEDC Cogen Survey 2019 |  | 63 | 17.2 | 550359 | 4229596 | 1 | 0.9 | Yes | 8400 | 1 | CSTE |  | 63 | 17.2 | 550359 | 4229596 | Yes | [11 empty] | Yes |  |  |  |  | Yes | 2175834.6 | [11 empty] | 12621915.8 |  |  |  |  | 1994898.564
102495 | 677 Mac Donald | FALSE | FALSE | TRUE | FALSE | 2303054 Ontario Inc. |  | Sault Ste. Marie | ON | 46.523 | -84.345 | operating | 2012 |  | 2017 | [15 empty] | IESO Active Generation Contract List 3130 |  | 0.249 | [28 empty] | Yes
102496 | Bow Lake Wind Project | FALSE | FALSE | TRUE | FALSE | BluEarth Renewables Inc. |  | Sault Ste. Marie | ON | 46.524 | -84.344 | operating | 2015 |  | 2017 | [15 empty] | CanWEA |  | 58.3 | [30 empty] | Yes
102497 | George Leach Centre - Algoma University | FALSE | FALSE | TRUE | FALSE | PUC Services Inc. |  | Sault Ste. Marie | ON | 46.525 | -84.343 | operating | 2011 | [17 empty] | IESO Active Generation Contract List 3690 |  | 0.135 | [28 empty] | Yes
102498 | Lot 10 Groundmount | FALSE | FALSE | TRUE | FALSE | Zaagate Giizis Energy Inc. |  | Sault Ste. Marie | ON | 46.526 | -84.342 | operating | 2017 |  | 2017 | [15 empty] | IESO Active Generation Contract List 3011 |  | 0.25 | [28 empty] | Yes
102499 | Lot 12 Groundmount | FALSE | FALSE | TRUE | FALSE | Zaagate Giizis Energy Inc. |  | Sault Ste. Marie | ON | 46.527 | -84.341 | operating | 2017 |  | 2017 | [15 empty] | IESO Active Generation Contract List 3062 |  | 0.25 | [28 empty] | Yes
102500 | Lot 8 Groundmount | FALSE | FALSE | TRUE | FALSE | Zaagate Giizis Energy Inc. |  | Sault Ste. Marie | ON | 46.528 | -84.34 | operating | 2017 |  | 2017 | [15 empty] | IESO Active Generation Contract List 2986 |  | 0.25 | [28 empty] | Yes
102501 | Sault Ste. Marie Solar Park | FALSE | FALSE | TRUE | FALSE | Starwood (SSM1 Canada LP) |  | Sault Ste. Marie | ON | 46.529 | -84.339 | operating | 2011 |  | 2017 | [15 empty] | IESO Active Generation Contract List 2025 |  | 68 | [28 empty] | Yes
102502 | Canada Centre or Scarborogh Canada Centre Building | FALSE | FALSE | TRUE | FALSE | PWGSC |  | Scarborough | ON | 43.776 | -79.232 | operating |  |  |  | 911 | [14 empty] | tech-env.com/energydoc.html -- there are numerous reports about this building at this site. | [23 empty] | Yes
102503 | Health Canada | TRUE | FALSE | FALSE | FALSE | NRCan |  | Scarborough | ON | 43.777 | -79.231 | operating | 2006 |  | 2015 | 541 | [14 empty] | CEEDC Cogen survey 2019 |  | 0.07 | 0.06 | 210 | 180 | 0.1 |  | Yes |  | 1 | MT |  | 0.07 | 0.06 | 210 | 180 | Yes | [17 empty] | 3048.57
102504 | 10021164_maloney | FALSE | FALSE | TRUE | FALSE | Christopher Shawn Maloney | Angela Marie Maloney | Seaforth | ON | 43.553 | -81.393 | operating | 2016 |  | 2017 | [15 empty] | IESO Active Generation Contract List 3013 |  | 0.25 | [28 empty] | Yes
102505 | Seagrave Solar One | FALSE | FALSE | TRUE | FALSE | PowerStream Inc. |  | Seagrave | ON | 44.2 | -78.952 | operating | 2012 |  | 2017 | [15 empty] | IESO Active Generation Contract List 2850 |  | 0.25 | [28 empty] | Yes
102506 | Kozak Mechanical, Lot 15 | FALSE | FALSE | TRUE | FALSE | WC Enerco Inc. |  | Sebright | ON | 44.696 | -79.172 | operating | 2015 |  | 2017 | [15 empty] | IESO Active Generation Contract List 3116 |  | 0.24962 | [28 empty] | Yes
102507 | Washburn Generating Station | FALSE | FALSE | TRUE | FALSE | Fortis Generation East LP |  | Seeleys Bay | ON | 44.477 | -76.235 | operating | 2010 |  | 2017 | [15 empty] | IESO Active Generation Contract List 2016 |  | 0.2 | [29 empty] | Yes
102508 | Cascade Street Generating Station | FALSE | FALSE | TRUE | FALSE | Bracebridge Generation Ltd. |  | Parry Sound | ON | 45.35 | -80.032 | operating | 1919 |  | 2017 | 221 | [14 empty] | Statistics Canada. Electric Power Generating Stations, 2000. |  | 1.2 |  | 7500 | [27 empty] | Yes
102509 | Valerie Falls | FALSE | FALSE | TRUE | FALSE | Valerie Falls Ltd. Partnership |  | Seine River | ON | 48.719 | -92.426 | operating | 1994 |  | 2017 | 2211 | [14 empty] | https://renewableops.brookfield.com/en/Presence/Global-Presence |  | 10 |  | 51000 | [27 empty] | Yes
102510 | Serpent River | FALSE | FALSE | TRUE | FALSE | Brookfield Renewable Power Inc. |  | Serpent River | ON | 46.212 | -82.574 | operating | 1989 |  | 2017 | 221 | [14 empty] | https://renewableops.brookfield.com/en/Presence/Global-Presence |  | 7 |  | 37000 | [27 empty] | Yes
102511 | Big Chute | FALSE | FALSE | TRUE | FALSE | Ontario Power Generation Inc. |  | Severn River | ON | 54.699 | -89.543 | operating | 1909 |  | 2017 | 221 | [14 empty] | http://www.opg.com/generating-power/hydro/central-ontario/Pages/big-chute-station.aspx |  | 10 | [29 empty] | Yes
102512 | Deer Lake First Nation | FALSE | FALSE | TRUE | FALSE | Deer Lake First Nation |  | Severn River | ON | 54.7 | -89.542 | operating | 1998 |  | 2017 | 914 | [14 empty] | http://www.nan.on.ca/upload/documents/energy2012-pr-kevin-mann---shoulderblade-falls.pdf |  | 0.49 |  | 2000 | [27 empty] | Yes
102513 | Swift Rapids | FALSE | FALSE | TRUE | FALSE | Orillia Power |  | Severn River | ON | 54.701 | -89.541 | operating | 1917 |  | 2017 | 221 | [14 empty] | http://orilliapower.ca/waterpower/ |  | 8 |  | 44033 | [27 empty] | Yes
102514 | 550 Princess St (Shallow Lake Community Centre) | FALSE | FALSE | TRUE | FALSE | North Shore Power Group Inc. |  | Shallow Lake | ON | 44.615 | -81.085 | operating | 2016 |  | 2017 | [15 empty] | IESO Active Generation Contract List 2969 |  | 0.25 | [28 empty] | Yes
102515 | MBQ JAZZ SOLAR | FALSE | FALSE | TRUE | FALSE | MBQ JAZZ SOLAR LP |  | Shannonville | ON | 44.195 | -77.227 | operating | 2016 |  | 2017 | [15 empty] | IESO Active Generation Contract List 2208 |  | 0.5 | [28 empty] | Yes
102516 | Shekak River | FALSE | FALSE | TRUE | FALSE | Brookfield Renewable Power Inc. |  | Shekak River | ON | 49.156 | -84.593 | operating | 1995 |  | 2017 | 221 | [14 empty] | https://renewableops.brookfield.com/en/Presence/Global-Presence |  | 18.6 |  | 79000 | [27 empty] | Yes
102517 | Melancthon I Wind Plant | FALSE | FALSE | TRUE | FALSE | TransAlta Corp. |  | Shelbourne | ON | 44.079 | -80.201 | operating | 2006 |  | 2017 | 221 | [14 empty] | CanWEA |  | 68 |  | 158000 | [28 empty] | Yes
102518 | Melancthon II Ecopower Centre | FALSE | FALSE | TRUE | FALSE | TransAlta Corp. |  | Shelbourne | ON | 44.08 | -80.2 | operating | 2008 |  | 2017 | 221 | [14 empty] | http://www.transaltarenewables.ca/facilities/plants-operation/melancthon-2 |  | 132 |  | 309000 | [28 empty] | Yes
102519 | Dufferin Wind Farm | FALSE | FALSE | TRUE | FALSE | Dufferin Wind Power Inc. |  | Shelburne | ON | 44.081 | -80.199 | operating | 2014 |  | 2017 | [15 empty] | CanWEA |  | 91.4 | [30 empty] | Yes
102520 | (C81) Real Canadian Superstore Queensway East | FALSE | FALSE | TRUE | FALSE | Firelight Solar LP |  | Simcoe | ON | 42.837 | -80.304 | operating | 2014 |  | 2017 | [15 empty] | IESO Active Generation Contract List 2475 |  | 0.35 | [28 empty] | Yes
102521 | Norfolk Bloomsburg Solar Project | FALSE | FALSE | TRUE | FALSE | SunE Norfolk Bloomsburg LP |  | Simcoe | ON | 42.838 | -80.303 | operating | 2013 |  | 2017 | [15 empty] | http://www.res-americas.com/en/portfolio/solar/constructed/sune-norfolk-bloomsburg-solar-project |  | 10 | [28 empty] | Yes
102522 | Queens Way Rooftop Solar Installation | FALSE | FALSE | TRUE | FALSE | Great Circle Solar Management Corporation |  | Simcoe | ON | 42.839 | -80.302 | operating | 2014 |  | 2017 | [15 empty] | http://www.agt.com/portfolio-type/queens-way/ |  | 0.422 | [28 empty] | Yes
102523 | SPN 092 | FALSE | FALSE | TRUE | FALSE | SPN LP 3 |  | Simcoe | ON | 42.84 | -80.301 | operating | 2016 |  | 2017 | [15 empty] | IESO Active Generation Contract List 3398 |  | 0.19 | [28 empty] | Yes
102524 | SPN 216 | FALSE | FALSE | TRUE | FALSE | SPN LP 4 |  | Simcoe | ON | 42.841 | -80.3 | operating | 2016 |  | 2017 | [15 empty] | IESO Active Generation Contract List 2486 |  | 0.35 | [28 empty] | Yes
102525 | SPN 217 | FALSE | FALSE | TRUE | FALSE | SPN LP 4 |  | Simcoe | ON | 42.842 | -80.299 | operating | 2016 |  | 2017 | [15 empty] | IESO Active Generation Contract List 2402 |  | 0.45 | [28 empty] | Yes
102526 | SPN 219 | FALSE | FALSE | TRUE | FALSE | SPN LP 7 |  | Simcoe | ON | 42.843 | -80.298 | operating | 2016 |  | 2017 | [15 empty] | IESO Active Generation Contract List 2538 |  | 0.29 | [28 empty] | Yes
102527 | SPN 444 | FALSE | FALSE | TRUE | FALSE | SPN LP 4 |  | Simcoe | ON | 42.844 | -80.297 | operating | 2016 |  | 2017 | [15 empty] | IESO Active Generation Contract List 2459 |  | 0.37 | [28 empty] | Yes
102528 | Singhampton Cattle Company | FALSE | FALSE | TRUE | FALSE | SCCEC LP |  | Singhampton | ON | 44.35 | -80.248 | operating | 2015 |  | 2017 | [15 empty] | IESO Active Generation Contract List 2457 |  | 0.37 | [28 empty] | Yes
102529 | Sacred Heart School-PV System | FALSE | FALSE | TRUE | FALSE | Northwest Catholic District School Board |  | Sioux Lookout | ON | 50.098 | -91.922 | operating | 2016 | [17 empty] | IESO Active Generation Contract List 3588 |  | 0.15 | [28 empty] | Yes
102530 | Beckwith Solar | FALSE | FALSE | TRUE | FALSE | Beckwith Solar Inc. |  | Smiths Falls | ON | 44.904 | -76.022 | operating | 2014 |  | 2017 | [15 empty] | IESO Active Generation Contract List 2016 |  | 10 | [28 empty] | Yes
102531 | Elmsley Solar Project | FALSE | FALSE | TRUE | FALSE | EDF Energies Nouvelles |  | Smiths Falls | ON | 44.905 | -76.021 | operating | 2010 |  | 2017 | [15 empty] | http://www.edf-en.ca/projects/project_display/elmsley-solar-project |  | 24 | [28 empty] | Yes
102532 | Hershey Drive Distribution Centre | FALSE | FALSE | TRUE | FALSE | North Shore Power Group Inc. |  | Smiths Falls | ON | 44.906 | -76.02 | operating | [18 empty] | IESO Active Generation Contract List 2172 |  | 0.5 | [28 empty] | Yes
102533 | Hershey Drive North Building | FALSE | FALSE | TRUE | FALSE | North Shore Power Group Inc. |  | Smiths Falls | ON | 44.907 | -76.019 | operating | [18 empty] | IESO Active Generation Contract List 2173 |  | 0.5 | [28 empty] | Yes
102534 | Hershey Drive Production Building (Solar) | FALSE | FALSE | TRUE | FALSE | North Shore Power Group Inc. |  | Smiths Falls | ON | 44.908 | -76.018 | operating | [18 empty] | IESO Active Generation Contract List 2174 |  | 0.5 | [28 empty] | Yes
102535 | Hershey Drive Production Office | FALSE | FALSE | TRUE | FALSE | North Shore Power Group Inc. |  | Smiths Falls | ON | 44.909 | -76.017 | operating | [18 empty] | IESO Active Generation Contract List 2175 |  | 0.5 | [28 empty] | Yes
102536 | RE Smiths Falls 1 | FALSE | FALSE | TRUE | FALSE | Aurora Smiths Falls 1 LP c/o Mitsubishi Corporation |  | Smiths Falls | ON | 44.91 | -76.016 | operating | 2014 |  | 2017 | [15 empty] | IESO Active Generation Contract List 2022 |  | 6 | [28 empty] | Yes
102537 | RE Smiths Falls 3 | FALSE | FALSE | TRUE | FALSE | Aurora Smiths Falls 3 LP c/o Mitsubishi Corporation |  | Smiths Falls | ON | 44.911 | -76.015 | operating | 2014 |  | 2017 | [15 empty] | IESO Active Generation Contract List 2023 |  | 6.5 | [28 empty] | Yes
102538 | RE Smiths Falls 5 | FALSE | FALSE | TRUE | FALSE | Aurora Smiths Falls 5 LP |  | Smiths Falls | ON | 44.912 | -76.014 | operating | 2013 |  | 2017 | [15 empty] | IESO Active Generation Contract List 2019 |  | 10 | [28 empty] | Yes
102539 | RE Smiths Falls 6 | FALSE | FALSE | TRUE | FALSE | Aurora Smiths Falls 6 LP |  | Smiths Falls | ON | 44.913 | -76.013 | operating | 2013 |  | 2017 | [15 empty] | IESO Active Generation Contract List 2020 |  | 10 | [28 empty] | Yes
102540 | SunEdison ON-11-0168 | FALSE | FALSE | TRUE | FALSE | SunEdison Canada Origination Health LP |  | Smiths Falls | ON | 44.914 | -76.012 | operating | 2016 |  | 2017 | [15 empty] | IESO Active Generation Contract List 2337 |  | 0.5 | [28 empty] | Yes
102541 | SonPower | FALSE | FALSE | TRUE | FALSE | Son Power |  | Smithville | ON | 43.096 | -79.549 | operating | 2014 |  | 2017 | [15 empty] | IESO Active Generation Contract List 3567 |  | 0.15 | [28 empty] | Yes
102542 | SUNNYBRAE SOLAR | FALSE | FALSE | TRUE | FALSE | George and Jennifer Lynn Renieris |  | Smithville | ON | 43.097 | -79.548 | operating | 2014 |  | 2017 | [15 empty] | IESO Active Generation Contract List 2829 |  | 0.25 | [28 empty] | Yes
102543 | Island Falls Generating Station | FALSE | FALSE | TRUE | FALSE | H2O Power LP |  | Smooth Rock Falls | ON | 49.275 | -81.621 | operating | 1921 |  | 2017 | 322 | [14 empty] | Statistics Canada. Electric Power Generating Stations, 2000. |  | 38 |  | 256500 | [27 empty] | Yes
102544 | Cornwall Solar | FALSE | FALSE | TRUE | FALSE | Cornwall Solar Inc. |  | South Glengarry | ON | 45.197 | -74.573 | operating | 2013 |  | 2017 | [15 empty] | http://cornwallsolarproject.com/projectdescription.html |  | 10 |  | 14000 | [26 empty] | Yes
102545 | Northland Power Solar Glendale | FALSE | FALSE | TRUE | FALSE | Northland Power |  | South Glengarry | ON | 45.198 | -74.572 | operating | 2014 |  | 2017 | [15 empty] | http://www.northlandpower.ca/What-We-Do/Operating-Assets/Solar/Glendale.aspx |  | 10 | [28 empty] | Yes
102546 | Penn Energy - South Glengarry | FALSE | FALSE | TRUE | FALSE | Penn Energy Renewables Ltd. |  | South Glengarry | ON | 45.199 | -74.571 | operating | 2014 |  | 2017 | [15 empty] | http://www.pennenergyrenewables.com/solar-farms-ontario.html |  | 9.333 | [28 empty] | Yes
102548 | Hanna Chute | FALSE | FALSE | TRUE | FALSE | Ontario Power Generation Inc. |  | South Muskoka River | ON | 45.187 | -79.281 | operating | 1926 |  | 2017 | 221 | [14 empty] | http://www.opg.com/ops/H_locations.asp#SmallHydro. Statistics Canada. Electric Power Generating Stations, 2000. |  | 1 | [29 empty] | Yes
102549 | South Falls Generating Station | FALSE | FALSE | TRUE | FALSE | Ontario Power Generation Inc. |  | South Muskoka River | ON | 45.188 | -79.28 | operating | 1916 |  | 2017 | 221 | [14 empty] | http://www.opg.com/generating-power/hydro/central-ontario/Pages/south-falls-station.aspx |  | 5 | [29 empty] | Yes
102550 | Trethewey Falls | FALSE | FALSE | TRUE | FALSE | Ontario Power Generation Inc. |  | South Muskoka River | ON | 45.189 | -79.279 | operating | 1929 |  | 2017 | 221 | [14 empty] | http://www.opg.com/generating-power/hydro/central-ontario/Pages/trethewey-falls-station.aspx |  | 2 | [29 empty] | Yes
102551 | Bingham Chute | FALSE | FALSE | TRUE | FALSE | Ontario Power Generation Inc. |  | South River | ON | 45.841 | -79.38 | operating | 1923 |  | 2017 | 221 | [14 empty] | http://www.opg.com/ops/H_locations.asp#SmallHydro. Statistics Canada. Electric Power Generating Stations, 2000. |  | 1 | [29 empty] | Yes
102552 | Elliott Chute | FALSE | FALSE | TRUE | FALSE | Ontario Power Generation Inc. |  | South River | ON | 45.842 | -79.379 | operating | 1929 |  | 2017 | 2211 | [14 empty] | http://www.opg.com/ops/H_locations.asp#SmallHydro. Statistics Canada. Electric Power Generating Stations, 2000. |  | 2 | [29 empty] | Yes
102553 | Nipissing | FALSE | FALSE | TRUE | FALSE | Ontario Power Generation Inc. |  | South River | ON | 45.843 | -79.378 | operating | 1909 |  | 2017 | 221 | [14 empty] | http://www.opg.com/generating-power/hydro/central-ontario/Pages/nipissing-station.aspx |  | 2 | [29 empty] | Yes
102554 | Barlow Solar Energy Centre | FALSE | FALSE | TRUE | FALSE | EDF EN Canada |  | South Stormont | ON | 45.073 | -74.926 | planned | 2017 | [19 empty] | 10 | [28 empty] | Yes
102555 | Skyway 8 Windfarm | FALSE | FALSE | TRUE | FALSE | Capstone Infrastructure |  | Southgate | ON | 44.124 | -80.588 | operating | 2014 |  | 2017 | [15 empty] | CanWEA |  | 9.48 | [30 empty] | Yes
102556 | Shedden Farm | FALSE | FALSE | TRUE | FALSE | J + G Luyks Farms Ltd. |  | Southwold | ON | 42.727 | -81.296 | operating | 2013 |  | 2017 | [15 empty] | IESO Active Generation Contract List 2716 |  | 0.25 | [28 empty] | Yes
102557 | Big Eddy Dam and Generating Plant | FALSE | FALSE | TRUE | FALSE | Inco Ltd. |  | Spanish River | ON | 46.184 | -82.312 | operating | 1929 |  | 2017 | 212 | [14 empty] | Statistics Canada. Electric Power Generating Stations, 2000. |  | 28.6 |  | 150617.341 | [27 empty] | Yes
102558 | Espanola Mill Generating Station | FALSE | FALSE | TRUE | FALSE | Domtar Inc. |  | Spanish River | ON | 46.185 | -82.311 | operating | 1945 |  | 2017 | 322 | [14 empty] | Statistics Canada. Electric Power Generating Stations, 2000. |  | 25 |  | 182300 | [27 empty] | Yes
102559 | High Falls Dam and Generating Station | FALSE | FALSE | TRUE | FALSE | Inco Ltd. |  | Spanish River | ON | 46.186 | -82.31 | operating | 1906 |  | 2017 | 212 | [14 empty] | Statistics Canada. Electric Power Generating Stations, 2000. |  | 17.9 |  | 85319.983 | [27 empty] | Yes
102560 | Nairn Falls Dam and Generating Plant | FALSE | FALSE | TRUE | FALSE | Inco Ltd. |  | Spanish River | ON | 46.187 | -82.309 | operating | 1916 |  | 2017 | 212 | [14 empty] | Statistics Canada. Electric Power Generating Stations, 2000. |  | 4.7 |  | 29019.275 | [27 empty] | Yes
102561 | Solar Beams 2 | FALSE | FALSE | TRUE | FALSE | Sparta Plantations Ltd. |  | Sparta | ON | 42.702 | -81.079 | operating | 2012 |  | 2017 | [15 empty] | IESO Active Generation Contract List 2788 |  | 0.25 | [28 empty] | Yes
102562 | 7 - Larry Dawson | FALSE | FALSE | TRUE | FALSE | Amber Energy Co-operative Inc. |  | Springfield | ON | 42.83 | -80.936 | operating | 2016 |  | 2017 | [15 empty] | IESO Active Generation Contract List 3079 |  | 0.25 | [28 empty] | Yes
102563 | 1479 Snow Valley Road | FALSE | FALSE | TRUE | FALSE | Chi Biidaaske Inc. |  | Springwater | ON | 44.513 | -79.874 | operating | 2016 |  | 2017 | [15 empty] | IESO Active Generation Contract List 2980 |  | 0.25 | [28 empty] | Yes
102564 | Moote Rd. | FALSE | FALSE | TRUE | FALSE | 1825059 Ontario Inc. |  | St. Anns | ON | 43.082 | -79.5 | operating | 2011 | [17 empty] | IESO Active Generation Contract List 3437 |  | 0.175 | [28 empty] | Yes
102565 | #90 431 Louth Street, St.Catharines | FALSE | FALSE | TRUE | FALSE | AMP1 |  | St. Catharines | ON | 43.159 | -79.247 | operating | 2014 |  | 2017 | [15 empty] | IESO Active Generation Contract List 2795 |  | 0.25 | [28 empty] | Yes
102566 | (C13) Real Canadian Superstore Louth Street | FALSE | FALSE | TRUE | FALSE | Firelight Solar LP |  | St. Catharines | ON | 43.16 | -79.246 | operating | 2014 |  | 2017 | [15 empty] | IESO Active Generation Contract List 2784 |  | 0.25 | [28 empty] | Yes
102567 | (C40) Zehrs Geneva Street | FALSE | FALSE | TRUE | FALSE | Firelight Solar LP |  | St. Catharines | ON | 43.161 | -79.245 | operating | 2014 |  | 2017 | [15 empty] | IESO Active Generation Contract List 2747 |  | 0.25 | [28 empty] | Yes
102568 | Brock University | TRUE | TRUE | FALSE | FALSE | Brock University | - | St. Catharines | ON | 43.162 | -79.244 | operating | 1994 |  | 2017 | 221 | 11472 |  | large | Yes |  |  | Yes |  |  | Yes |  |  |  |  | CEEDC Cogen survey 2019 | http://www.ec.gc.ca/inrp-npri/donnees-data/index.cfm?do=facility_substance_summary&lang=en&opt_npri_id=0000011472&opt_report_year=2009#location
102569 | Endura Energy - 399 Vansickle | FALSE | FALSE | TRUE | FALSE | 2248531 Ontario Inc. |  | St. Catharines | ON | 43.163 | -79.243 | operating | 2013 |  | 2017 | [15 empty] | IESO Active Generation Contract List 2756 |  | 0.25 | [28 empty] | Yes
102570 | H06-20 YMCA | FALSE | FALSE | TRUE | FALSE | MOM II LP |  | St. Catharines | ON | 43.164 | -79.242 | operating | 2014 |  | 2017 | [15 empty] | IESO Active Generation Contract List 2853 |  | 0.25 | [28 empty] | Yes
102571 | Heywood Generating Station | FALSE | FALSE | TRUE | FALSE | St. Catharines Hydro Generation |  | St. Catharines | ON | 43.165 | -79.241 | operating | 1990 |  | 2017 | 2211 | [14 empty] | http://www.environmentalchoice.com/dbform0.cfm?Co.id=392&group=5 |  | 6.5 |  | 42000 | [27 empty] | Yes
102572 | Merani Solar I | FALSE | FALSE | TRUE | FALSE | 2075790 Ontario Inc. |  | St. Catharines | ON | 43.166 | -79.24 | operating | 2013 |  | 2017 | [15 empty] | IESO Active Generation Contract List 2752 |  | 0.25 | [28 empty] | Yes
102573 | stcbs | FALSE | FALSE | TRUE | FALSE | 1631601 Ontario Inc. |  | St. Catharines | ON | 43.167 | -79.239 | operating | 2013 |  | 2017 | [15 empty] | IESO Active Generation Contract List 3833 |  | 0.105 | [28 empty] | Yes
102574 | Terra Niagara # 2 | FALSE | FALSE | TRUE | FALSE | BrightRoof Solar LP |  | St. Catharines | ON | 43.168 | -79.238 | operating | 2014 |  | 2017 | [15 empty] | IESO Active Generation Contract List 2867 |  | 0.25 | [28 empty] | Yes
102575 | Terra Niagara # 3 | FALSE | FALSE | TRUE | FALSE | Plan B Energy Terra Niagara 3 LP |  | St. Catharines | ON | 43.169 | -79.237 | operating | 2014 |  | 2017 | [15 empty] | IESO Active Generation Contract List 2771 |  | 0.25 | [28 empty] | Yes
102576 | Corunna Solar Project | FALSE | FALSE | TRUE | FALSE | BluEarth Renewables Inc. |  | St. Clair | ON | 42.803 | -82.345 | planned | 2017 | [19 empty] | 13 | [28 empty] | Yes
102577 | Moore Solar Energy Centre | FALSE | FALSE | TRUE | FALSE | NextEra Energy Canada |  | St. Clair | ON | 42.804 | -82.344 | operating | 2012 |  | 2017 | [15 empty] | http://nexteraenergycanada.com/projects/moore.shtml# |  | 40 | [28 empty] | Yes
102578 | Sombra Solar Energy Centre | FALSE | FALSE | TRUE | FALSE | NextEra Energy Canada |  | St. Clair | ON | 42.805 | -82.343 | operating | 2012 |  | 2017 | [15 empty] | http://nexteraenergycanada.com/projects/sombra.shtml#goto_accordion |  | 40 | [28 empty] | Yes
102579 | 1 Green St (St Clements Arena) | FALSE | FALSE | TRUE | FALSE | CEDC WELLESLEY SUNSHARE JV |  | St. Clements | ON | 43.523 | -80.652 | operating | 2015 |  | 2017 | [15 empty] | IESO Active Generation Contract List 3351 |  | 0.2 | [28 empty] | Yes
102580 | Cannery Park 101-A | FALSE | FALSE | TRUE | FALSE | St. David's Solar Inc. |  | St. Davids | ON | 43.16 | -79.104 | operating | 2011 |  | 2017 | [15 empty] | IESO Active Generation Contract List 2570 |  | 0.25 | [28 empty] | Yes
102581 | Stardale Solar Park | FALSE | FALSE | TRUE | FALSE | Innergex Inc. |  | St. Eugene | ON | 45.5 | -74.467 | operating | 2012 |  | 2017 | [15 empty] | IESO Active Generation Contract List 2025 |  | 33.2 | [28 empty] | Yes
102582 | Kirchmeier Farms PV | FALSE | FALSE | TRUE | FALSE | Kirchmeier Energy Inc. |  | St. Isidore | ON | 45.388 | -74.907 | operating | 2014 |  | 2017 | [15 empty] | IESO Active Generation Contract List 2626 |  | 0.25 | [28 empty] | Yes
102583 | St. Isidore Solar | FALSE | FALSE | TRUE | FALSE | EDF Energies Nouvelles |  | St. Isidore | ON | 45.389 | -74.906 | operating | 2010 |  | 2017 | [15 empty] | http://whiteconstruction.com/portfolio/item/st-isidore-a-and-b-solar-projects/ |  | 24 | [28 empty] | Yes
102584 | Robert H. Saunders | FALSE | FALSE | TRUE | FALSE | Ontario Power Generation Inc. |  | Moses-Saunders Power Dam | ON | 45.008 | -74.792 | operating | 1958 |  | 2017 | 221 | [14 empty] | Statistics Canada. Electric Power Generating Stations, 2000. |  | 1045 | [29 empty] | Yes
102585 | ANDEMAR CATTLE CO | FALSE | FALSE | TRUE | FALSE | Andemar Cattle Company Ltd. |  | St. Marys | ON | 43.26 | -81.141 | operating | 2011 |  | 2017 | [15 empty] | IESO Active Generation Contract List 2822 |  | 0.25 | [28 empty] | Yes
102586 | SPN 425 | FALSE | FALSE | TRUE | FALSE | SPN LP 3 |  | St. Marys | ON | 43.261 | -81.14 | operating | 2016 |  | 2017 | [15 empty] | IESO Active Generation Contract List 3105 |  | 0.25 | [28 empty] | Yes
102587 | #92 1063 Talbot Street, St. Thomas | FALSE | FALSE | TRUE | FALSE | AMP1 |  | St. Thomas | ON | 42.778 | -81.183 | operating | 2013 |  | 2017 | [15 empty] | IESO Active Generation Contract List 2586 |  | 0.25 | [28 empty] | Yes
102588 | (C14) Real Canadian Superstore Talbot Street | FALSE | FALSE | TRUE | FALSE | Firelight Solar LP |  | St. Thomas | ON | 42.779 | -81.182 | operating | 2013 |  | 2017 | [15 empty] | IESO Active Generation Contract List 2480 |  | 0.35 | [28 empty] | Yes
102589 | 1 - Messenger Freight | FALSE | FALSE | TRUE | FALSE | Amber Energy Co-operative Inc. |  | St. Thomas | ON | 42.78 | -81.181 | operating | 2016 |  | 2017 | [15 empty] | IESO Active Generation Contract List 2030 |  | 0.5 | [28 empty] | Yes
102590 | 10 Ontario Road 2 | FALSE | FALSE | TRUE | FALSE | 2356934 Ontario Inc. |  | St. Thomas | ON | 42.781 | -81.18 | operating | 2016 |  | 2017 | [15 empty] | IESO Active Generation Contract List 2031 |  | 0.5 | [28 empty] | Yes
102591 | 24a - Butters Farm | FALSE | FALSE | TRUE | FALSE | Amber Energy Co-operative Inc. |  | St. Thomas | ON | 42.782 | -81.179 | operating | 2016 |  | 2017 | [15 empty] | IESO Active Generation Contract List 3018 |  | 0.25 | [28 empty] | Yes
102592 | 57 - Ed Donkers | FALSE | FALSE | TRUE | FALSE | Amber Energy Co-operative Inc. |  | St. Thomas | ON | 42.783 | -81.178 | operating | 2015 |  | 2017 | [15 empty] | IESO Active Generation Contract List 3713 |  | 0.132 | [28 empty] | Yes
102593 | 61 - Silverthorns | FALSE | FALSE | TRUE | FALSE | Amber Energy Co-operative Inc. |  | St. Thomas | ON | 42.784 | -81.177 | operating | 2014 |  | 2017 | [15 empty] | IESO Active Generation Contract List 3842 |  | 0.1014 | [28 empty] | Yes
102594 | 64 - Oegema Turkey Farm | FALSE | FALSE | TRUE | FALSE | Amber Energy Co-operative Inc. |  | St. Thomas | ON | 42.785 | -81.176 | operating | 2015 |  | 2017 | [15 empty] | IESO Active Generation Contract List 2068 |  | 0.5 | [28 empty] | Yes
102595 | Beaver Creek Solar Energy Farm Phase I | FALSE | FALSE | TRUE | FALSE | Injasuti Developments Ltd. |  | St. Thomas | ON | 42.786 | -81.175 | operating | 2012 |  | 2017 | [15 empty] | IESO Active Generation Contract List 2098 |  | 0.5 | [28 empty] | Yes
102596 | Faith Baptist Church | FALSE | FALSE | TRUE | FALSE |  |  | St. Thomas | ON | 42.787 | -81.174 | operating |  |  |  | 813 | [14 empty] | Neil Wright, Dual, 519-631-4868 | [23 empty] | Yes
102597 | Flowerburn Farm | FALSE | FALSE | TRUE | FALSE | Injasuti Developments Ltd. |  | St. Thomas | ON | 42.788 | -81.173 | operating | 2012 |  | 2017 | [15 empty] | IESO Active Generation Contract List 2367 |  | 0.49665 | [28 empty] | Yes
102598 | LDCSB St. Joseph H.S. (St. Thomas) | FALSE | FALSE | TRUE | FALSE | Ameresco LDCSB Solar Inc. |  | St. Thomas | ON | 42.789 | -81.172 | operating | 2016 | [17 empty] | IESO Active Generation Contract List 3485 |  | 0.165 | [28 empty] | Yes
102599 | SPN 372 | FALSE | FALSE | TRUE | FALSE | SPN LP 7 |  | St. Thomas | ON | 42.79 | -81.171 | operating | 2016 |  | 2017 | [15 empty] | IESO Active Generation Contract List 2319 |  | 0.5 | [28 empty] | Yes
102600 | 6319 Hwy 26 | FALSE | FALSE | TRUE | FALSE | Chi Biidaaske Inc. |  | Stayner | ON | 44.418 | -80.096 | operating | 2016 |  | 2017 | [15 empty] | IESO Active Generation Contract List 3165 |  | 0.24 | [28 empty] | Yes
102601 | Cubitt #1 | FALSE | FALSE | TRUE | FALSE | SCCEC LP |  | Stayner | ON | 44.419 | -80.095 | operating | 2015 |  | 2017 | [15 empty] | IESO Active Generation Contract List 3129 |  | 0.2494 | [28 empty] | Yes
102602 | Dunlogon Farms | FALSE | FALSE | TRUE | FALSE | SCCEC LP |  | Stayner | ON | 44.42 | -80.094 | operating | 2014 | [17 empty] | IESO Active Generation Contract List 3432 |  | 0.17959 | [28 empty] | Yes
102603 | Stayner CI | FALSE | FALSE | TRUE | FALSE | Potentia Solar 5 LP |  | Stayner | ON | 44.421 | -80.093 | operating | 2015 |  | 2017 | [15 empty] | IESO Active Generation Contract List 3695 |  | 0.135 | [28 empty] | Yes
102604 | LunarLight Solar Facility | FALSE | FALSE | TRUE | FALSE | LunarLight LP |  | Stirling | ON | 44.36 | -77.592 | operating | 2015 |  | 2017 | [15 empty] | http://www.bluearthrenewables.com/portfolio/lunar-light-solar-facility/ |  | 10 | [28 empty] | Yes
102605 | Absopulse Electronics building | FALSE | FALSE | TRUE | FALSE | Absopulse Electronics |  | Stittsville | ON | 45.259 | -75.921 | operating | 1985 |  |  | 333 | [38 empty] | Yes
102606 | Capital Water Supply Ltd. | FALSE | FALSE | TRUE | FALSE | Capital Water Supply Ltd |  | Stittsville | ON | 45.26 | -75.92 | operating | 1982 |  |  | 23711 | [14 empty] | James Kyd, 613-829-3545 | [23 empty] | Yes
102607 | First Light 1 | FALSE | FALSE | TRUE | FALSE | SunE Sky First Light LP |  | Stone Mills | ON | 44.44 | -76.975 | operating | 2009 |  | 2017 | [15 empty] | http://www.thestar.com/business/tech_news/2009/10/14/new_solar_farm_can_provide_power_for_1000_homes.html |  | 9.1 | [28 empty] | Yes
102608 | Loyalist Solar Project | FALSE | FALSE | TRUE | FALSE | BluEarth Renewables Inc. |  | Stone Mills | ON | 44.441 | -76.974 | planned | 2017 | [19 empty] | 54 | [28 empty] | Yes
102609 | SPN 164 | FALSE | FALSE | TRUE | FALSE | SPN LP 4 |  | Stouffville | ON | 43.971 | -79.244 | operating | 2016 |  | 2017 | [15 empty] | IESO Active Generation Contract List 3335 |  | 0.2 | [28 empty] | Yes
102610 | 533 Romeo | FALSE | FALSE | TRUE | FALSE | Fovere Glenbarra Energy Fund I LP |  | Stratford | ON | 43.37 | -80.982 | operating | 2012 |  | 2017 | [15 empty] | IESO Active Generation Contract List 2065 |  | 0.5 | [28 empty] | Yes
102611 | EMP-135 FREDERICK | FALSE | FALSE | TRUE | FALSE | 2387276 Ontario Inc. |  | Stratford | ON | 43.371 | -80.981 | operating | 2016 | [17 empty] | IESO Active Generation Contract List 3455 |  | 0.175 | [28 empty] | Yes
102612 | EMP-41 SCOTT | FALSE | FALSE | TRUE | FALSE | 2387276 Ontario Inc. |  | Stratford | ON | 43.372 | -80.98 | operating | 2016 |  | 2017 | [15 empty] | IESO Active Generation Contract List 3037 |  | 0.25 | [28 empty] | Yes
102613 | (C82) Real Canadian Superstore Victoria Street | FALSE | FALSE | TRUE | FALSE | Firelight Solar LP |  | Strathroy | ON | 42.955 | -81.623 | operating | 2013 |  | 2017 | [15 empty] | IESO Active Generation Contract List 2873 |  | 0.25 | [28 empty] | Yes
102614 | RE Adelaide | FALSE | FALSE | TRUE | FALSE | Met Fiera Solar Adelaide 1 LP |  | Strathroy | ON | 42.956 | -81.622 | operating | 2013 |  | 2017 | [15 empty] | IESO Active Generation Contract List 2016 |  | 10 | [28 empty] | Yes
102615 | Ruby Farms Solar One | FALSE | FALSE | TRUE | FALSE | Vine Fresh Produce |  | Strathroy | ON | 42.957 | -81.621 | operating | 2013 |  | 2017 | [15 empty] | IESO Active Generation Contract List 2025 |  | 2 |  | 2540 | [26 empty] | Yes
102616 | STR-456 Albert | FALSE | FALSE | TRUE | FALSE | Métis Nation of Ontario | Bright Roof Solar LP | Strathroy | ON | 42.958 | -81.62 | operating | 2014 |  | 2017 | [15 empty] | IESO Active Generation Contract List 2331 |  | 0.5 | [28 empty] | Yes
102617 | Strathroy-Caradoc Ground WPCP 500 | FALSE | FALSE | TRUE | FALSE | Solar Income Fund LP (#5) |  | Strathroy | ON | 42.959 | -81.619 | operating | 2015 |  | 2017 | [15 empty] | IESO Active Generation Contract List 2332 |  | 0.5 | [28 empty] | Yes
102618 | Adelaide Wind Energy Project | FALSE | FALSE | TRUE | FALSE | Suncor Energy |  | Strathroy | ON | 42.96 | -81.618 | operating | 2015 |  | 2017 | [15 empty] | CanWEA |  | 39.978 | [30 empty] | Yes
102619 | THE VILLAGE | FALSE | FALSE | TRUE | FALSE | Murray Van Grinsven |  | Strathroy | ON | 42.961 | -81.617 | operating | 2014 |  | 2017 | [15 empty] | IESO Active Generation Contract List 2408 |  | 0.44 | [28 empty] | Yes
102620 | Morley Solar Park | FALSE | FALSE | TRUE | FALSE | Rainy River First Nations Solar 3 LP |  | Stratton | ON | 48.678 | -94.164 | operating | 2015 |  | 2017 | [15 empty] | IESO Active Generation Contract List 2016 |  | 10 | [28 empty] | Yes
102621 | Mississauga Go Transit CHP Plant | TRUE | FALSE | FALSE | FALSE | Buttcon Energy Inc. |  | Streetsville | ON | 43.588 | -79.72 | operating | 2009 |  | 2015 | 482 | [14 empty] | CEEDC Cogen survey 2019 |  | 1.2 | 1.21 | 4380 | 2190 |  |  | Yes |  | 1 | SCGT |  | 1.2 | 1.21 | 4380 | 2190 | Yes | [17 empty] | 36500.1956
102622 | (F38) No Frills Highway 17 | FALSE | FALSE | TRUE | FALSE | Firelight Solar LP |  | Sturgeon Falls | ON | 46.367 | -79.931 | operating | 2014 |  | 2017 | [15 empty] | IESO Active Generation Contract List 3679 |  | 0.135 | [28 empty] | Yes
102623 | 21 Guenette | FALSE | FALSE | TRUE | FALSE | Gengrowth Solar Inc |  | Sturgeon Falls | ON | 46.368 | -79.93 | operating | 2016 |  | 2017 | [15 empty] | IESO Active Generation Contract List 2049 |  | 0.5 | [28 empty] | Yes
102624 | 36 Rivet | FALSE | FALSE | TRUE | FALSE | Gengrowth Solar Inc |  | Sturgeon Falls | ON | 46.369 | -79.929 | operating | 2016 |  | 2017 | [15 empty] | IESO Active Generation Contract List 2059 |  | 0.5 | [28 empty] | Yes
102625 | AGRIS Solar (West Nipissing #1) | FALSE | FALSE | TRUE | FALSE | AGRIS Solar Co-operative Inc. |  | Sturgeon Falls | ON | 46.37 | -79.928 | operating | 2015 |  | 2017 | [15 empty] | IESO Active Generation Contract List 2376 |  | 0.48 | [28 empty] | Yes
102626 | AGRIS Solar (West Nipissing #3) | FALSE | FALSE | TRUE | FALSE | AGRIS Solar Co-operative Inc. |  | Sturgeon Falls | ON | 46.371 | -79.927 | operating | 2011 |  | 2017 | [15 empty] | IESO Active Generation Contract List 2371 |  | 0.48 | [28 empty] | Yes
102627 | AGRIS Solar (West Nipissing #5) | FALSE | FALSE | TRUE | FALSE | AGRIS Solar Co-operative Inc. |  | Sturgeon Falls | ON | 46.372 | -79.926 | operating | 2016 |  | 2017 | [15 empty] | IESO Active Generation Contract List 2374 |  | 0.48 | [28 empty] | Yes
102628 | FRITZ (West Nipissing #2) | FALSE | FALSE | TRUE | FALSE | Fritz Construction Services Inc. |  | Sturgeon Falls | ON | 46.373 | -79.925 | operating | 2016 |  | 2017 | [15 empty] | IESO Active Generation Contract List 2375 |  | 0.48 | [28 empty] | Yes
102629 | FRITZ (West Nipissing #4) | FALSE | FALSE | TRUE | FALSE | Fritz Construction Services Inc. |  | Sturgeon Falls | ON | 46.374 | -79.924 | operating | 2016 |  | 2017 | [15 empty] | IESO Active Generation Contract List 2378 |  | 0.48 | [28 empty] | Yes
102630 | GG3-005 | FALSE | FALSE | TRUE | FALSE | SunEdison Canada Origination Health LP |  | Sturgeon Falls | ON | 46.375 | -79.923 | operating | 2017 |  | 2017 | [15 empty] | IESO Active Generation Contract List 3066 |  | 0.25 | [28 empty] | Yes
102631 | GG3-006 | FALSE | FALSE | TRUE | FALSE | SunEdison Canada Origination Health LP |  | Sturgeon Falls | ON | 46.376 | -79.922 | operating | 2017 |  | 2017 | [15 empty] | IESO Active Generation Contract List 2970 |  | 0.25 | [28 empty] | Yes
102632 | GG3-008 | FALSE | FALSE | TRUE | FALSE | SunEdison Canada Origination Health LP |  | Sturgeon Falls | ON | 46.377 | -79.921 | operating | 2017 |  | 2017 | [15 empty] | IESO Active Generation Contract List 2962 |  | 0.25 | [28 empty] | Yes
102633 | GG3-014 | FALSE | FALSE | TRUE | FALSE | SunEdison Canada Origination Health LP |  | Sturgeon Falls | ON | 46.378 | -79.92 | operating | 2017 |  | 2017 | [15 empty] | IESO Active Generation Contract List 3106 |  | 0.25 | [28 empty] | Yes
102634 | GG3-015 | FALSE | FALSE | TRUE | FALSE | SunEdison Canada Origination Health LP |  | Sturgeon Falls | ON | 46.379 | -79.919 | operating | 2017 |  | 2017 | [15 empty] | IESO Active Generation Contract List 2963 |  | 0.25 | [28 empty] | Yes
102635 | GG3-016 | FALSE | FALSE | TRUE | FALSE | SunEdison Canada Origination Health LP |  | Sturgeon Falls | ON | 46.38 | -79.918 | operating | 2017 |  | 2017 | [15 empty] | IESO Active Generation Contract List 2943 |  | 0.25 | [28 empty] | Yes
102636 | LeBlanc_10020739 | FALSE | FALSE | TRUE | FALSE | Mary Lauretta (Jodouin) LeBlanc |  | Sturgeon Falls | ON | 46.381 | -79.917 | operating | 2016 |  | 2017 | [15 empty] | IESO Active Generation Contract List 2984 |  | 0.25 | [28 empty] | Yes
102637 | Crystal Falls Station | FALSE | FALSE | TRUE | FALSE | Ontario Power Generation Inc. |  | Sturgeon River | ON | 46.32 | -79.971 | operating | 1921 |  | 2017 | 2211 | [14 empty] | http://www.opg.com/ops/H_locations.asp#SmallHydro. Statistics Canada. Electric Power Generating Stations, 2000. |  | 8 | [29 empty] | Yes
102638 | (C76) Real Canadian Superstore Lasalle Boulevard | FALSE | FALSE | TRUE | FALSE | Firelight Solar LP |  | Sudbury | ON | 46.522 | -80.953 | operating | 2014 |  | 2017 | [15 empty] | IESO Active Generation Contract List 2791 |  | 0.25 | [28 empty] | Yes
102639 | 1010 Lorne Street | FALSE | FALSE | TRUE | FALSE | 1010 Lorne Street Inc. |  | Sudbury | ON | 46.523 | -80.952 | operating | 2011 |  | 2017 | [15 empty] | IESO Active Generation Contract List 2630 |  | 0.25 | [28 empty] | Yes
102640 | Gerry McCrory Countryside sports complex | FALSE | FALSE | TRUE | FALSE | City of Greater Sudbury |  | Sudbury | ON | 46.524 | -80.951 | operating | 2016 | [17 empty] | IESO Active Generation Contract List 3145 |  | 0.245 | [28 empty] | Yes
102641 | Sudbury District Energy - Hospital Plant | TRUE | TRUE | FALSE | FALSE | Toromont Energy Ltd. |  | Sudbury | ON | 46.525 | -80.95 | operating | 2001 |  | 2017 | 221 |  |  | large | [11 empty] | CEEDC Cogen survey 2019 |  | 6.9 | 7.886 | 10500 | 12000 | 0.17 | 0.43 | No |  | 2 | GE |  | 6.9 | 7.886 | 10500 | 12000 | Yes | [17 empty] | 97500
102642 | Moose Rapids | FALSE | FALSE | TRUE | FALSE | TransAlta Corp. |  | Sudbury | ON | 46.526 | -80.949 | operating | 1997 |  | 2017 | 221 | [14 empty] | http://www.canhydro.com/moose%20rapids.asp. Statistics Canada. Electric Power Generating Stations, 2000. |  | 1 |  | 5000 | [27 empty] | Yes
102643 | Pioneer Manor | FALSE | FALSE | TRUE | FALSE | City of Greater Sudbury |  | Sudbury | ON | 46.527 | -80.948 | operating | 2016 | [17 empty] | IESO Active Generation Contract List 3146 |  | 0.245 | [28 empty] | Yes
102644 | Sudbury District Energy - Downtown | TRUE | TRUE | FALSE | FALSE | Sudbury District Energy Ltd. |  | Sudbury | ON | 46.528 | -80.947 | operating | 2000 |  | 2017 | 221 |  |  | large | Yes | Yes |  | Yes |  | Yes |  | Yes |  |  |  | CEEDC Cogen survey 2019 | http://www.toromontpowersystems.com/electric-power/products/chp/powerprofiles/sudbury-district-energy | 5 | 6.1 |  | 12400 |  |  | Yes | 2818 | 2 | GE |  | 5 | 6.1 |  | 12400 | Yes | [39 empty] | No | Yes | Yes |  | 7 | 7 |  |  |  |  | 13120 | 13120 |  | Yes | Yes |  |  |  |  | 4.55 | 1.5474 |  | 12400
102645 | Cook Property | FALSE | FALSE | TRUE | FALSE | Biidaaske Inc. |  | Tara | ON | 44.482 | -81.147 | operating | 2016 |  | 2017 | [15 empty] | IESO Active Generation Contract List 2115 |  | 0.5 | [28 empty] | Yes
102646 | Northland Power Solar North Burgess | FALSE | FALSE | TRUE | FALSE | Northland Power |  | Tay Valley | ON | 44.895 | -76.364 | operating | 2014 |  | 2017 | [15 empty] | http://www.northlandpower.ca/What-We-Do/Operating-Assets/Solar/North_Burgess.aspx |  | 10 | [28 empty] | Yes
102647 | 15 | FALSE | FALSE | TRUE | FALSE | Marley Farms Ltd. |  | Teeswater | ON | 44.001 | -81.288 | operating | 2014 |  | 2017 | [15 empty] | IESO Active Generation Contract List 3518 |  | 0.15 | [28 empty] | Yes
102648 | Lot 13, Concession 8, Municipality of South Bruce | FALSE | FALSE | TRUE | FALSE | Marley Farms Ltd. |  | Teeswater | ON | 44.002 | -81.287 | operating | 2014 | [17 empty] | IESO Active Generation Contract List 3806 |  | 0.114 | [28 empty] | Yes
102649 | Tembec Industries, Temiscaming | TRUE | FALSE | FALSE | FALSE | Chapleau Cogeneration Ltd. |  | Temiscaming | ON | 46.718 | -79.1 | operating | 1994 |  | 2015 | 322 | [14 empty] | CEEDC Cogen survey 2019 |  | 12 |  |  |  | 0.1 |  | Yes |  | 1 | BPST |  | 12 | [8 empty] | Yes
102651 | Kent Breeze Wind Farm | FALSE | FALSE | TRUE | FALSE | TransAlta Corp. |  | Thamesville | ON | 42.553 | -81.976 | operating | 2011 |  | 2017 | 2211 | [14 empty] | CanWEA |  | 20 | [30 empty] | Yes
102652 | Simpkins_10020709 | FALSE | FALSE | TRUE | FALSE | Dawn Marie Simpkins | Bruce James BIshop Simpkins | Thomasburg | ON | 44.392 | -77.347 | operating | 2016 |  | 2017 | [15 empty] | IESO Active Generation Contract List 3016 |  | 0.25 | [28 empty] | Yes
102653 | Elliott Grain | FALSE | FALSE | TRUE | FALSE | SE 2012 LP |  | Thorndale | ON | 43.103 | -81.139 | operating | 2014 | [17 empty] | IESO Active Generation Contract List 3446 |  | 0.175 | [28 empty] | Yes
102654 | RE Sunningdale 1 | FALSE | FALSE | TRUE | FALSE | RE Sunningdale LP |  | Thorndale | ON | 43.104 | -81.138 | operating | 2014 |  | 2017 | [15 empty] | IESO Active Generation Contract List 2024 |  | 7 | [28 empty] | Yes
102655 | 240 Racco Parkway (Solar) | FALSE | FALSE | TRUE | FALSE | Anatolia Tile Inc. |  | Thornhill | ON | 43.808 | -79.459 | operating | 2011 |  | 2017 | [15 empty] | IESO Active Generation Contract List 2052 |  | 0.5 | [28 empty] | Yes
102656 | 35 Minthorn Boulevard | FALSE | FALSE | TRUE | FALSE | GBG Solar 2010 Partnership |  | Thornhill | ON | 43.809 | -79.458 | operating | 2013 |  | 2017 | [15 empty] | IESO Active Generation Contract List 2057 |  | 0.5 | [28 empty] | Yes
102657 | 9000 Bathurst Street | FALSE | FALSE | TRUE | FALSE | ASI SPE 106 Inc. |  | Thornhill | ON | 43.81 | -79.457 | operating | 2014 |  | 2017 | [15 empty] | IESO Active Generation Contract List 3361 |  | 0.19995 | [28 empty] | Yes
102658 | PowerStream 2010-120 | FALSE | FALSE | TRUE | FALSE | PowerStream Inc |  | Thornhill | ON | 43.811 | -79.456 | operating | 2012 | [17 empty] | IESO Active Generation Contract List 3766 |  | 0.12 | [28 empty] | Yes
102659 | PowerStream 2010-122 | FALSE | FALSE | TRUE | FALSE | PowerStream Inc. |  | Thornhill | ON | 43.812 | -79.455 | operating | 2011 |  | 2017 | [15 empty] | IESO Active Generation Contract List 2478 |  | 0.35 | [28 empty] | Yes
102660 | YCDSB - St. Elizabeth CHS | FALSE | FALSE | TRUE | FALSE | Potentia Solar 7 LP |  | Thornhill | ON | 43.813 | -79.454 | operating | 2015 |  | 2017 | [15 empty] | IESO Active Generation Contract List 3406 |  | 0.185 | [28 empty] | Yes
102661 | AGRIS Solar (LT 4 CON 4 HARLEY) | FALSE | FALSE | TRUE | FALSE | AGRIS Solar Co-operative Inc. |  | Thornloe | ON | 47.668 | -79.764 | operating | 2015 |  | 2017 | [15 empty] | IESO Active Generation Contract List 2084 |  | 0.5 | [28 empty] | Yes
102662 | AGRIS Solar (LT 5 CON 2 HARLEY) | FALSE | FALSE | TRUE | FALSE | AGRIS Solar Co-operative Inc. |  | Thornloe | ON | 47.669 | -79.763 | operating | 2015 |  | 2017 | [15 empty] | IESO Active Generation Contract List 2085 |  | 0.5 | [28 empty] | Yes
102663 | AGRIS Solar (LT 8 CON 6 HARLEY) | FALSE | FALSE | TRUE | FALSE | AGRIS Solar Co-operative Inc. |  | Thornloe | ON | 47.67 | -79.762 | operating | 2015 |  | 2017 | [15 empty] | IESO Active Generation Contract List 2088 |  | 0.5 | [28 empty] | Yes
102664 | SOMEREN SOLAR (Hydro Line Road) | FALSE | FALSE | TRUE | FALSE | John Geurtjens | Theresa Geurtjens | Thornloe | ON | 47.671 | -79.761 | operating | 2016 |  | 2017 | [15 empty] | IESO Active Generation Contract List 2304 |  | 0.5 | [28 empty] | Yes
102665 | Essa District Agricultural Society | FALSE | FALSE | TRUE | FALSE | SCCEC LP |  | Thornton | ON | 44.271 | -79.722 | operating | 2015 |  | 2017 | [15 empty] | IESO Active Generation Contract List 2132 |  | 0.5 | [28 empty] | Yes
102666 | Thorold Cogeneration Generating Station | TRUE | FALSE | FALSE | FALSE | Northland Power Inc. |  | Thorold | ON | 43.124 | -79.199 | operating | 2010 |  | 2015 | 221 | 11841 | [13 empty] | CEEDC Cogen survey 2019 |  | 265 | 45 |  |  |  |  | Yes |  | 2 | SCGT |  | 265 | 45 |  |  | Yes | [9 empty] | Yes
102667 | Atlantic Avenue Water Pollution Control Plant | TRUE | FALSE | FALSE | FALSE | City of Thunder Bay |  | Thunder Bay | ON | 48.381 | -89.248 | operating | 2010 |  | 2015 | 221 | [14 empty] | CEEDC Cogen survey 2019 |  | 0.6 | [5 empty] | Yes |  | 1 |  |  | 0.6 | [15 empty] | Yes
102668 | Current River Generating Station | FALSE | FALSE | TRUE | FALSE | Current River Hydro Partnership |  | Thunder Bay | ON | 48.382 | -89.247 | operating | 1987 |  | 2017 | [15 empty] | IESO Active Generation Contract List 2016 |  | 0.5 | [29 empty] | Yes
102669 | Fort William First Nations Solar Farm | FALSE | FALSE | TRUE | FALSE | Thunder Bay Solar 2 LP |  | Thunder Bay | ON | 48.383 | -89.246 | operating | 2012 |  | 2017 | [15 empty] | IESO Active Generation Contract List 2025 |  | 10 | [28 empty] | Yes
102670 | Greenwich Wind Farm Project | FALSE | FALSE | TRUE | FALSE | Enbridge Renewable Energy Infrastructure LP | RES | Thunder Bay | ON | 48.384 | -89.245 | operating | 2011 |  | 2017 | 2211 | [14 empty] | CanWEA |  | 99 | [30 empty] | Yes
102671 | Port Authority Bldg. 2 | FALSE | FALSE | TRUE | FALSE | Solar Income Fund LP (#2) |  | Thunder Bay | ON | 48.385 | -89.244 | operating | 2014 |  | 2017 | [15 empty] | IESO Active Generation Contract List 2366 |  | 0.4988 | [28 empty] | Yes
102672 | Resolute Forest Products, Thunder Bay | TRUE | FALSE | FALSE | FALSE | Resolute FP Canada Inc. |  | Thunder Bay | ON | 48.386 | -89.243 | operating |  |  | 2015 | 322 | [14 empty] | CEEDC Cogen survey 2019 |  | 116 | [5 empty] | Yes |  | 3 | BPST |  | 116
102673 | TBHEDI-1 | FALSE | FALSE | TRUE | FALSE | Thunder Bay Hydro Electricity Distribution Inc. |  | Thunder Bay | ON | 48.387 | -89.242 | operating | 2013 |  | 2017 | [15 empty] | IESO Active Generation Contract List 2800 |  | 0.25 | [28 empty] | Yes
102674 | Thunder Bay Airport | FALSE | FALSE | TRUE | FALSE | SkyPower | Canadian Solar | Thunder Bay | ON | 48.388 | -89.241 | operating | 2011 |  | 2017 | [15 empty] | http://www.canadiansolar.com/solar-projects/thunder-bay-airport-canada.html |  | 8.5 | [28 empty] | Yes
102675 | 1403600 Ontario Inc. | FALSE | FALSE | TRUE | FALSE | PowerStream Inc. |  | Tilbury | ON | 42.264 | -82.429 | operating | 2014 |  | 2017 | [15 empty] | IESO Active Generation Contract List 2040 |  | 0.5 | [28 empty] | Yes
102676 | 882950 Ontario Ltd. | FALSE | FALSE | TRUE | FALSE | PowerStream Inc. |  | Tilbury | ON | 42.265 | -82.428 | operating | 2015 |  | 2017 | [15 empty] | IESO Active Generation Contract List 2682 |  | 0.25 | [28 empty] | Yes
102677 | SPN 212 | FALSE | FALSE | TRUE | FALSE | SPN LP 2 |  | Tilbury | ON | 42.266 | -82.427 | operating | 2016 |  | 2017 | [15 empty] | IESO Active Generation Contract List 2532 |  | 0.3 | [28 empty] | Yes
102678 | SPN 353 | FALSE | FALSE | TRUE | FALSE | SPN LP 2 |  | Tilbury | ON | 42.267 | -82.426 | operating | 2016 |  | 2017 | [15 empty] | IESO Active Generation Contract List 2317 |  | 0.5 | [28 empty] | Yes
102679 | SPN 540 | FALSE | FALSE | TRUE | FALSE | SPN LP 3 |  | Tilbury | ON | 42.268 | -82.425 | operating | 2016 |  | 2017 | [15 empty] | IESO Active Generation Contract List 2506 |  | 0.32 | [28 empty] | Yes
102680 | Tilbury Solar Project | FALSE | FALSE | TRUE | FALSE | Enbridge Renewable Energy Infrastructure LP |  | Tilbury | ON | 42.269 | -82.424 | operating | 2010 |  | 2017 | [15 empty] | http://www.enbridge.com/map#map:infrastructure,solarInfrastructure |  | 5 | [28 empty] | Yes
102681 | E02-261 Tillson | FALSE | FALSE | TRUE | FALSE | 261 Tillson Limited Partnership |  | Tillsonburg | ON | 42.866 | -80.733 | operating | 2014 | [17 empty] | IESO Active Generation Contract List 3531 |  | 0.15 | [28 empty] | Yes
102682 | E02-301 Tillson | FALSE | FALSE | TRUE | FALSE | 301 Tillson LP |  | Tillsonburg | ON | 42.867 | -80.732 | operating | 2014 |  | 2017 | [15 empty] | IESO Active Generation Contract List 2827 |  | 0.25 | [28 empty] | Yes
102683 | E02-500 Hwy #3 | FALSE | FALSE | TRUE | FALSE | 500 Highway #3 LP |  | Tillsonburg | ON | 42.868 | -80.731 | operating | 2014 |  | 2017 | [15 empty] | IESO Active Generation Contract List 2124 |  | 0.5 | [28 empty] | Yes
102684 | Springvalley Farms (Elmvale) Limited | FALSE | FALSE | TRUE | FALSE | SCCEC LP |  | Tiny | ON | 44.7 | -80.003 | operating | 2015 |  | 2017 | [15 empty] | IESO Active Generation Contract List 2915 |  | 0.25 | [28 empty] | Yes
102685 | Whiteside Farms Perkinsfield | FALSE | FALSE | TRUE | FALSE | SCCEC LP |  | Tiny | ON | 44.701 | -80.002 | operating | 2014 |  | 2017 | [15 empty] | IESO Active Generation Contract List 3128 |  | 0.2494 | [28 empty] | Yes
102686 | Bruce Municipal Telephone Administration | FALSE | FALSE | TRUE | FALSE |  |  | Tiverton | ON | 44.268 | -81.543 | operating |  |  |  | 517 | [14 empty] | WaterFurnace International, 800-222-5667 | [23 empty] | Yes
102687 | Huron Wind Farm | FALSE | FALSE | TRUE | FALSE | Huron Wind |  | Tiverton | ON | 44.269 | -81.542 | operating | 2002 |  | 2017 | 221 | [14 empty] | http://www.huronwind.com/HW2/default.asp |  | 9 |  | 20408 | [28 empty] | Yes
102688 | Tiverton Wind Turbine | FALSE | FALSE | TRUE | FALSE | Ontario Power Generation Inc. |  | Tiverton | ON | 44.27 | -81.541 | operating | 1995 |  | 2017 | 221 | [14 empty] | http://www.opg.com/healeyfalls/bruwind.pdf and http://www.opg.com/envComm/E_greenPower.asp and http://www.canwea.ca/CanadianProduction.html |  | 0.6 |  | 1200 | [28 empty] | Yes
102689 | #30 1901 Eglinton Ave E, Toronto | FALSE | FALSE | TRUE | FALSE | AMP1 |  | Toronto | ON | 43.653 | -79.383 | operating | 2013 |  | 2017 | [15 empty] | IESO Active Generation Contract List 2789 |  | 0.25 | [28 empty] | Yes
102690 | (C12) Real Canadian Superstore Don Mills Road | FALSE | FALSE | TRUE | FALSE | Firelight Solar LP |  | Toronto | ON | 43.654 | -79.382 | operating | 2014 |  | 2017 | [15 empty] | IESO Active Generation Contract List 2451 |  | 0.375 | [28 empty] | Yes
102691 | (C2) Real Canadian Superstore Gerry Fitzgerald Dr. | FALSE | FALSE | TRUE | FALSE | Firelight Solar LP |  | Toronto | ON | 43.655 | -79.381 | operating | 2013 |  | 2017 | [15 empty] | IESO Active Generation Contract List 2026 |  | 0.5 | [28 empty] | Yes
102692 | (C30) Loblaw Great Food The East Mall | FALSE | FALSE | TRUE | FALSE | Firelight Solar LP |  | Toronto | ON | 43.656 | -79.38 | operating | 2013 |  | 2017 | [15 empty] | IESO Active Generation Contract List 3674 |  | 0.135 | [28 empty] | Yes
102693 | (C53) Loblaws Redway Road | FALSE | FALSE | TRUE | FALSE | Firelight Solar LP |  | Toronto | ON | 43.657 | -79.379 | operating | 2013 |  | 2017 | [15 empty] | IESO Active Generation Contract List 3675 |  | 0.135 | [28 empty] | Yes
102694 | (C57) Loblaws Leslie Street | FALSE | FALSE | TRUE | FALSE | Firelight Solar LP |  | Toronto | ON | 43.658 | -79.378 | operating | 2014 |  | 2017 | [15 empty] | IESO Active Generation Contract List 3709 |  | 0.132 | [28 empty] | Yes
102695 | (C61) Loblaws Dundas Street West | FALSE | FALSE | TRUE | FALSE | Firelight Solar LP |  | Toronto | ON | 43.659 | -79.377 | operating | 2014 |  | 2017 | [15 empty] | IESO Active Generation Contract List 3708 |  | 0.132 | [28 empty] | Yes
102696 | (C62) Loblaws Dupont Avenue | FALSE | FALSE | TRUE | FALSE | Firelight Solar LP |  | Toronto | ON | 43.66 | -79.376 | operating | 2013 |  | 2017 | [15 empty] | IESO Active Generation Contract List 3687 |  | 0.135 | [28 empty] | Yes
102697 | (C71) Real Canadian Superstore Brimley Road | FALSE | FALSE | TRUE | FALSE | Firelight Solar LP |  | Toronto | ON | 43.661 | -79.375 | operating | 2013 |  | 2017 | [15 empty] | IESO Active Generation Contract List 2027 |  | 0.5 | [28 empty] | Yes
102698 | (F15) No Frills Lansdowne Avenue | FALSE | FALSE | TRUE | FALSE | Firelight Solar LP |  | Toronto | ON | 43.662 | -79.374 | operating | 2013 |  | 2017 | [15 empty] | IESO Active Generation Contract List 3669 |  | 0.135 | [28 empty] | Yes
102699 | (F19) No Frills Eglinton Avenue East | FALSE | FALSE | TRUE | FALSE | Firelight Solar LP |  | Toronto | ON | 43.663 | -79.373 | operating | 2013 |  | 2017 | [15 empty] | IESO Active Generation Contract List 3683 |  | 0.135 | [28 empty] | Yes
102700 | 1 Maybrook Drive | FALSE | FALSE | TRUE | FALSE | Chi Biidaaske Inc. |  | Toronto | ON | 43.664 | -79.372 | operating | 2016 |  | 2017 | [15 empty] | IESO Active Generation Contract List 3099 |  | 0.25 | [28 empty] | Yes
102701 | 1 Wiltshire Avenue | FALSE | FALSE | TRUE | FALSE | Sunny Day Energy Inc. |  | Toronto | ON | 43.665 | -79.371 | operating | 2014 |  | 2017 | [15 empty] | IESO Active Generation Contract List 3372 |  | 0.192 | [28 empty] | Yes
102702 | 1025 Lakeshore | FALSE | FALSE | TRUE | FALSE | MOM Solar LP |  | Toronto | ON | 43.666 | -79.37 | operating | 2012 |  | 2017 | [15 empty] | IESO Active Generation Contract List 2707 |  | 0.25 | [28 empty] | Yes
102703 | 104-55 Brown | FALSE | FALSE | TRUE | FALSE | 8180792 Canada Inc. |  | Toronto | ON | 43.667 | -79.369 | operating | 2015 |  | 2017 | [15 empty] | IESO Active Generation Contract List 2033 |  | 0.5 | [28 empty] | Yes
102704 | 1166 Caledonia | FALSE | FALSE | TRUE | FALSE | Fovere Glenbarra Energy Fund II LP |  | Toronto | ON | 43.668 | -79.368 | operating | 2014 |  | 2017 | [15 empty] | IESO Active Generation Contract List 2555 |  | 0.25 | [28 empty] | Yes
102705 | 1170 Birchmount | FALSE | FALSE | TRUE | FALSE | Fovere Glenbarra Energy Fund II LP |  | Toronto | ON | 43.669 | -79.367 | operating | 2013 |  | 2017 | [15 empty] | IESO Active Generation Contract List 2038 |  | 0.5 | [28 empty] | Yes
102706 | 120 Industry Solar | FALSE | FALSE | TRUE | FALSE | 120 Solar Inc. |  | Toronto | ON | 43.67 | -79.366 | operating | 2013 |  | 2017 | [15 empty] | IESO Active Generation Contract List 2652 |  | 0.25 | [28 empty] | Yes
102707 | 1450 Castlefield | FALSE | FALSE | TRUE | FALSE | Fovere Glenbarra Energy Fund II LP |  | Toronto | ON | 43.671 | -79.365 | operating | 2014 |  | 2017 | [15 empty] | IESO Active Generation Contract List 2762 |  | 0.25 | [28 empty] | Yes
102708 | 150 Toro Road | FALSE | FALSE | TRUE | FALSE | Sunny Day Energy Inc. |  | Toronto | ON | 43.672 | -79.364 | operating | 2014 |  | 2017 | [15 empty] | IESO Active Generation Contract List 2041 |  | 0.5 | [28 empty] | Yes
102709 | 1608 The Queensway | FALSE | FALSE | TRUE | FALSE | MOM Solar LP |  | Toronto | ON | 43.673 | -79.363 | operating | 2012 |  | 2017 | [15 empty] | IESO Active Generation Contract List 2860 |  | 0.25 | [28 empty] | Yes
102710 | 170 TYCOS | FALSE | FALSE | TRUE | FALSE | Potentia (000267 - 170 Tycos) LP |  | Toronto | ON | 43.674 | -79.362 | operating | 2011 |  | 2017 | [15 empty] | IESO Active Generation Contract List 2708 |  | 0.25 | [28 empty] | Yes
102711 | 1860 Wilson Street | FALSE | FALSE | TRUE | FALSE | 2199124 Ontario Inc. |  | Toronto | ON | 43.675 | -79.361 | operating | 2013 |  | 2017 | [15 empty] | IESO Active Generation Contract List 2592 |  | 0.25 | [28 empty] | Yes
102712 | 20 Bertrand | FALSE | FALSE | TRUE | FALSE | 2372511 Ontario Inc. |  | Toronto | ON | 43.676 | -79.36 | operating | 2012 |  | 2017 | [15 empty] | IESO Active Generation Contract List 2608 |  | 0.25 | [28 empty] | Yes
102713 | 2013-189 | FALSE | FALSE | TRUE | FALSE | Mady Steeles 2011 Ltd. |  | Toronto | ON | 43.677 | -79.359 | operating | 2016 |  | 2017 | [15 empty] | IESO Active Generation Contract List 2047 |  | 0.5 | [28 empty] | Yes
102714 | 205 Norseman Street | FALSE | FALSE | TRUE | FALSE | Topshire Solar INC. |  | Toronto | ON | 43.678 | -79.358 | operating | 2013 |  | 2017 | [15 empty] | IESO Active Generation Contract List 2048 |  | 0.5 | [28 empty] | Yes
102715 | 209-60 Emblem | FALSE | FALSE | TRUE | FALSE | 8180792 Canada Inc. |  | Toronto | ON | 43.679 | -79.357 | operating | 2015 |  | 2017 | [15 empty] | IESO Active Generation Contract List 2919 |  | 0.25 | [28 empty] | Yes
102716 | 34Kern | FALSE | FALSE | TRUE | FALSE | Potentia (001093 - 34 Kern) LP |  | Toronto | ON | 43.68 | -79.356 | operating | 2011 |  | 2017 | [15 empty] | IESO Active Generation Contract List 3510 |  | 0.155 | [28 empty] | Yes
102717 | 3636 Weston Road | FALSE | FALSE | TRUE | FALSE | Sunny Day Energy Inc. |  | Toronto | ON | 43.681 | -79.355 | operating | 2012 |  | 2017 | [15 empty] | IESO Active Generation Contract List 2060 |  | 0.5 | [28 empty] | Yes
102718 | 3700 WESTON | FALSE | FALSE | TRUE | FALSE | Potentia (000338 - 3700 Weston) LP |  | Toronto | ON | 43.682 | -79.354 | operating | 2012 |  | 2017 | [15 empty] | IESO Active Generation Contract List 2631 |  | 0.25 | [28 empty] | Yes
102719 | 401 & Dixon Properties - 250 kW | FALSE | FALSE | TRUE | FALSE | 401 & Dixon Solar Inc. |  | Toronto | ON | 43.683 | -79.353 | operating | 2013 |  | 2017 | [15 empty] | IESO Active Generation Contract List 2729 |  | 0.25 | [28 empty] | Yes
102720 | 41 Butterick Road | FALSE | FALSE | TRUE | FALSE | 1033993 Ontario Inc. |  | Toronto | ON | 43.684 | -79.352 | operating | 2012 |  | 2017 | [15 empty] | IESO Active Generation Contract List 2061 |  | 0.5 | [28 empty] | Yes
102721 | 420 Passmore Ave | FALSE | FALSE | TRUE | FALSE | 2344215 Ontario Inc. |  | Toronto | ON | 43.685 | -79.351 | operating | 2015 |  | 2017 | [15 empty] | IESO Active Generation Contract List 3299 |  | 0.2 | [28 empty] | Yes
102722 | 4630 Sheppard Ave. E. | FALSE | FALSE | TRUE | FALSE | MOM Solar LP |  | Toronto | ON | 43.686 | -79.35 | operating | 2012 |  | 2017 | [15 empty] | IESO Active Generation Contract List 2635 |  | 0.25 | [28 empty] | Yes
102723 | 5 St. Regis | FALSE | FALSE | TRUE | FALSE | 1593081 Ontario Ltd. |  | Toronto | ON | 43.687 | -79.349 | operating | 2014 |  | 2017 | [15 empty] | IESO Active Generation Contract List 3261 |  | 0.2 | [28 empty] | Yes
102724 | 500 Commissioners Solar PV System | FALSE | FALSE | TRUE | FALSE | Toronto Hydro Electric System Ltd. |  | Toronto | ON | 43.688 | -79.348 | operating | 2011 |  | 2017 | [15 empty] | IESO Active Generation Contract List 2677 |  | 0.25 | [28 empty] | Yes
102725 | 50-54 Wingold Avenue RT | FALSE | FALSE | TRUE | FALSE | Tenedos GP 1 Ltd. |  | Toronto | ON | 43.689 | -79.347 | operating | 2015 |  | 2017 | [15 empty] | IESO Active Generation Contract List 3491 |  | 0.16 | [28 empty] | Yes
102726 | 55 Plywood Place | FALSE | FALSE | TRUE | FALSE | 55 Plywood Solar LP |  | Toronto | ON | 43.69 | -79.346 | operating | 2015 |  | 2017 | [15 empty] | IESO Active Generation Contract List 3317 |  | 0.2 | [28 empty] | Yes
102727 | 601 Canarctic | FALSE | FALSE | TRUE | FALSE | 601 Canarctic Solar LP |  | Toronto | ON | 43.691 | -79.345 | operating | 2015 |  | 2017 | [15 empty] | IESO Active Generation Contract List 3303 |  | 0.2 | [28 empty] | Yes
102728 | 605 Fenmar Dr, North York | FALSE | FALSE | TRUE | FALSE | ME3 2012 LP |  | Toronto | ON | 43.692 | -79.344 | operating | 2015 |  | 2017 | [15 empty] | IESO Active Generation Contract List 2438 |  | 0.4 | [28 empty] | Yes
102729 | 620 Supertest Rd | FALSE | FALSE | TRUE | FALSE | Solar Income Fund LP (#5) |  | Toronto | ON | 43.693 | -79.343 | operating | 2013 |  | 2017 | [15 empty] | IESO Active Generation Contract List 2517 |  | 0.3 | [28 empty] | Yes
102730 | 62-64 Bartor Road | FALSE | FALSE | TRUE | FALSE | Sunny Day Energy Inc. |  | Toronto | ON | 43.694 | -79.342 | operating | 2014 |  | 2017 | [15 empty] | IESO Active Generation Contract List 2566 |  | 0.25 | [28 empty] | Yes
102731 | 70 Birmingham Solar PV | FALSE | FALSE | TRUE | FALSE | Toronto Hydro Electric System Ltd. |  | Toronto | ON | 43.695 | -79.341 | operating | 2013 |  | 2017 | [15 empty] | IESO Active Generation Contract List 3212 |  | 0.22 | [28 empty] | Yes
102732 | 70 Melford Drive RT | FALSE | FALSE | TRUE | FALSE | Tenedos GP 1 Ltd. |  | Toronto | ON | 43.696 | -79.34 | operating | 2015 |  | 2017 | [15 empty] | IESO Active Generation Contract List 3184 |  | 0.23 | [28 empty] | Yes
102733 | 71 Melford Rooftop PV | FALSE | FALSE | TRUE | FALSE | Dalemont Properties Inc. |  | Toronto | ON | 43.697 | -79.339 | operating | 2012 |  | 2017 | [15 empty] | IESO Active Generation Contract List 3670 |  | 0.135 | [28 empty] | Yes
102734 | 76 Miranda | FALSE | FALSE | TRUE | FALSE | Fovere Glenbarra Energy Fund I LP |  | Toronto | ON | 43.698 | -79.338 | operating | 2013 |  | 2017 | [15 empty] | IESO Active Generation Contract List 2680 |  | 0.25 | [28 empty] | Yes
102735 | 78 SIGNET | FALSE | FALSE | TRUE | FALSE | Potentia (000015 - 78 Signet) LP |  | Toronto | ON | 43.699 | -79.337 | operating | 2011 |  | 2017 | [15 empty] | IESO Active Generation Contract List 3519 |  | 0.15 | [28 empty] | Yes
102736 | 80 Jutland | FALSE | FALSE | TRUE | FALSE | Fovere Glenbarra Energy Fund I LP |  | Toronto | ON | 43.7 | -79.336 | operating | 2014 |  | 2017 | [15 empty] | IESO Active Generation Contract List 2700 |  | 0.25 | [28 empty] | Yes
102737 | 96 Disco | FALSE | FALSE | TRUE | FALSE | Disco Road Nominee Ltd. |  | Toronto | ON | 43.701 | -79.335 | operating | 2014 |  | 2017 | [15 empty] | IESO Active Generation Contract List 2077 |  | 0.5 | [28 empty] | Yes
102738 | A_1201Bertal | FALSE | FALSE | TRUE | FALSE | 2343461 Ontario Inc. |  | Toronto | ON | 43.702 | -79.334 | operating | 2015 |  | 2017 | [15 empty] | IESO Active Generation Contract List 3572 |  | 0.15 | [28 empty] | Yes
102739 | A_1231_Emblem_B | FALSE | FALSE | TRUE | FALSE | 2343461 Ontario Inc . |  | Toronto | ON | 43.703 | -79.333 | operating | 2015 |  | 2017 | [15 empty] | IESO Active Generation Contract List 2520 |  | 0.3 | [28 empty] | Yes
102740 | A01-3400 Pharmacy | FALSE | FALSE | TRUE | FALSE | MOM I LP |  | Toronto | ON | 43.704 | -79.332 | operating | 2014 |  | 2017 | [15 empty] | IESO Active Generation Contract List 3260 |  | 0.2 | [28 empty] | Yes
102741 | A10-137 Queens Plate | FALSE | FALSE | TRUE | FALSE | OZZ (OSDI) LP |  | Toronto | ON | 43.705 | -79.331 | operating | 2015 |  | 2017 | [15 empty] | IESO Active Generation Contract List 2717 |  | 0.25 | [28 empty] | Yes
102742 | A10-3670-3680 Victoria Park | FALSE | FALSE | TRUE | FALSE | OZZ (OSDI) LP |  | Toronto | ON | 43.706 | -79.33 | operating | 2015 |  | 2017 | [15 empty] | IESO Active Generation Contract List 3265 |  | 0.2 | [28 empty] | Yes
102743 | AB101-501 | FALSE | FALSE | TRUE | FALSE | Strashin Power Corp. |  | Toronto | ON | 43.707 | -79.329 | operating | 2013 |  | 2017 | [15 empty] | IESO Active Generation Contract List 2619 |  | 0.25 | [28 empty] | Yes
102744 | Amesbury Park | FALSE | FALSE | TRUE | FALSE | City of Toronto |  | Toronto | ON | 43.708 | -79.328 | operating | 2011 |  | 2017 | [15 empty] | IESO Active Generation Contract List 3737 |  | 0.13 | [28 empty] | Yes
102745 | Atlantic Packaging - 255 Brimley Road | FALSE | FALSE | TRUE | FALSE | ATL Rooftop Solar LP |  | Toronto | ON | 43.709 | -79.327 | operating | 2014 |  | 2017 | [15 empty] | IESO Active Generation Contract List 3171 |  | 0.237 | [28 empty] | Yes
102746 | Atlantic Packaging - 333 Progress Ave | FALSE | FALSE | TRUE | FALSE | ATL Rooftop Solar LP |  | Toronto | ON | 43.71 | -79.326 | operating | 2015 |  | 2017 | [15 empty] | IESO Active Generation Contract List 2419 |  | 0.425 | [28 empty] | Yes
102747 | Atlantic Packaging - 350 Midwest Ave | FALSE | FALSE | TRUE | FALSE | Atlantic Packaging Products Ltd. |  | Toronto | ON | 43.711 | -79.325 | operating | 2011 |  | 2017 | [15 empty] | IESO Active Generation Contract List 2448 |  | 0.38 | [28 empty] | Yes
102748 | Atlantic Packaging - 80 Progress Ave | FALSE | FALSE | TRUE | FALSE | Atlantic Packaging Products Ltd. |  | Toronto | ON | 43.712 | -79.324 | operating | 2011 |  | 2017 | [15 empty] | IESO Active Generation Contract List 2097 |  | 0.5 | [28 empty] | Yes
102749 | Baycrest Centre | FALSE | TRUE | FALSE | FALSE |  |  | Toronto | ON | 43.713 | -79.323 | operating | 1990 |  | 2017 |  |  |  | Large | [11 empty] | National DE Survey (2008)
102750 | Bella Vista Place | TRUE | FALSE | FALSE | FALSE | TransAlta Energy Corp. |  | Toronto | ON | 43.714 | -79.322 | operating |  |  | 2015 | 211 | [14 empty] | CEEDC Cogen survey 2019 |  | 0.122 | [5 empty] | Yes |  | 3 | SCGT |  | 0.122
102751 | Bethridge 155 Solar | FALSE | FALSE | TRUE | FALSE | 2 V Bethridge Road Investments Corp. |  | Toronto | ON | 43.715 | -79.321 | operating | 2014 |  | 2017 | [15 empty] | IESO Active Generation Contract List 3127 |  | 0.2494 | [28 empty] | Yes
102752 | Bethridge 165 Solar | FALSE | FALSE | TRUE | FALSE | 2 V Bethridge Road Investments Corp. |  | Toronto | ON | 43.716 | -79.32 | operating | 2013 |  | 2017 | [15 empty] | IESO Active Generation Contract List 2774 |  | 0.25 | [28 empty] | Yes
102753 | Better Living Centre Solar PV, Exhibition Place | FALSE | FALSE | TRUE | FALSE | Toronto Hydro-Electric System Ltd. |  | Toronto | ON | 43.717 | -79.319 | operating | 2011 |  | 2017 | [15 empty] | IESO Active Generation Contract List 2558 |  | 0.25 | [28 empty] | Yes
102754 | Bishop Allen PV Project | FALSE | FALSE | TRUE | FALSE | Toronto Catholic District School Board |  | Toronto | ON | 43.718 | -79.318 | operating | 2016 |  | 2017 | [15 empty] | IESO Active Generation Contract List 3600 |  | 0.15 | [28 empty] | Yes
102755 | C W Jefferys CI | FALSE | FALSE | TRUE | FALSE | TSPS (Portfolio 1) LP |  | Toronto | ON | 43.719 | -79.317 | operating | 2015 |  | 2017 | [15 empty] | IESO Active Generation Contract List 3157 |  | 0.24 | [28 empty] | Yes
102756 | C08-1190 Birchmount | FALSE | FALSE | TRUE | FALSE | Sky Solar (Canada) FIT 1 LP |  | Toronto | ON | 43.72 | -79.316 | operating | 2014 |  | 2017 | [15 empty] | IESO Active Generation Contract List 3538 |  | 0.15 | [28 empty] | Yes
102757 | C08-125 Bermondsey | FALSE | FALSE | TRUE | FALSE | Firelight Solar LP |  | Toronto | ON | 43.721 | -79.315 | operating | 2013 |  | 2017 | [15 empty] | IESO Active Generation Contract List 2398 |  | 0.45 | [28 empty] | Yes
102758 | CanFirst - Toronto (45 Progress Ave) | FALSE | FALSE | TRUE | FALSE | Firelight Solar LP |  | Toronto | ON | 43.722 | -79.314 | operating | 2012 |  | 2017 | [15 empty] | IESO Active Generation Contract List 2706 |  | 0.25 | [28 empty] | Yes
102759 | Cedarbrae CI | FALSE | FALSE | TRUE | FALSE | TSPS (Portfolio 1) LP |  | Toronto | ON | 43.723 | -79.313 | operating | 2015 |  | 2017 | [15 empty] | IESO Active Generation Contract List 2456 |  | 0.372 | [28 empty] | Yes
102760 | Central Commerce Collegiate | FALSE | FALSE | TRUE | FALSE | TSPS (Portfolio 2) Limited Partnership |  | Toronto | ON | 43.724 | -79.312 | operating | 2015 | [17 empty] | IESO Active Generation Contract List 3714 |  | 0.132 | [28 empty] | Yes
102761 | Central Etobicoke HS | FALSE | FALSE | TRUE | FALSE | TSPS (Portfolio 1) LP |  | Toronto | ON | 43.725 | -79.311 | operating | 2015 |  | 2017 | [15 empty] | IESO Active Generation Contract List 2548 |  | 0.26 | [28 empty] | Yes
102762 | Central Technical School | FALSE | FALSE | TRUE | FALSE | TSPS (Portfolio 1) Limited Partnership |  | Toronto | ON | 43.726 | -79.31 | operating | 2016 | [17 empty] | IESO Active Generation Contract List 3364 |  | 0.1984 | [28 empty] | Yes
102763 | City Home | TRUE | FALSE | FALSE | FALSE |  |  | Toronto | ON | 43.727 | -79.309 | decom |  |  |  | 236 | [14 empty] | CEEDC Cogen survey 2019 |  | 0.15 | [5 empty] | Yes |  | 1 | GE |  | 0.15
102764 | Coliseum East Annex Solar PV Project | FALSE | FALSE | TRUE | FALSE | Exhibition Place Board of Governors |  | Toronto | ON | 43.728 | -79.308 | operating | 2012 | [17 empty] | IESO Active Generation Contract List 3539 |  | 0.15 | [28 empty] | Yes
102765 | Cornell Jr PS | FALSE | FALSE | TRUE | FALSE | TSPS (Portfolio 2) Limited Partnership |  | Toronto | ON | 43.729 | -79.307 | operating | 2015 | [17 empty] | IESO Active Generation Contract List 3403 |  | 0.1856 | [28 empty] | Yes
102766 | Crestview PS | FALSE | FALSE | TRUE | FALSE | TSPS (Portfolio 2) Limited Partnership |  | Toronto | ON | 43.73 | -79.306 | operating | 2016 | [17 empty] | IESO Active Generation Contract List 3829 |  | 0.108 | [28 empty] | Yes
102767 | Cummer Valley MS | FALSE | FALSE | TRUE | FALSE | TSPS (Portfolio 2) Limited Partnership |  | Toronto | ON | 43.731 | -79.305 | operating | 2015 | [17 empty] | IESO Active Generation Contract List 3657 |  | 0.1392 | [28 empty] | Yes
102768 | D A Morrison MS | FALSE | FALSE | TRUE | FALSE | TSPS (Portfolio 2) Limited Partnership |  | Toronto | ON | 43.732 | -79.304 | operating | 2016 | [17 empty] | IESO Active Generation Contract List 3715 |  | 0.132 | [28 empty] | Yes
102769 | Dallington PS | FALSE | FALSE | TRUE | FALSE | TSPS (Portfolio 2) Limited Partnership |  | Toronto | ON | 43.733 | -79.303 | operating | 2016 | [17 empty] | IESO Active Generation Contract List 3662 |  | 0.136 | [28 empty] | Yes
102770 | Daystrom PS | FALSE | FALSE | TRUE | FALSE | TSPS (Portfolio 1) Limited Partnership |  | Toronto | ON | 43.734 | -79.302 | operating | 2015 | [17 empty] | IESO Active Generation Contract List 3813 |  | 0.112 | [28 empty] | Yes
102771 | Disco Yard | FALSE | FALSE | TRUE | FALSE | City of Toronto |  | Toronto | ON | 43.735 | -79.301 | operating | 2016 |  | 2017 | [15 empty] | IESO Active Generation Contract List 2526 |  | 0.3 | [28 empty] | Yes
102772 | Dixon Grove JMS | FALSE | FALSE | TRUE | FALSE | TSPS (Portfolio 2) Limited Partnership |  | Toronto | ON | 43.736 | -79.3 | operating | 2016 | [17 empty] | IESO Active Generation Contract List 3378 |  | 0.192 | [28 empty] | Yes
102773 | Don Valley JHS | FALSE | FALSE | TRUE | FALSE | TSPS (Portfolio 2) Limited Partnership |  | Toronto | ON | 43.737 | -79.299 | operating | 2016 | [17 empty] | IESO Active Generation Contract List 3777 |  | 0.12 | [28 empty] | Yes
102774 | Downsview SS | FALSE | FALSE | TRUE | FALSE | TSPS (Portfolio 2) LP |  | Toronto | ON | 43.738 | -79.298 | operating | 2016 |  | 2017 | [15 empty] | IESO Active Generation Contract List 2547 |  | 0.264 | [28 empty] | Yes
102775 | Dr. Norman Bethune CI | FALSE | FALSE | TRUE | FALSE | TSPS (Portfolio 2) Limited Partnership |  | Toronto | ON | 43.739 | -79.297 | operating | 2015 | [17 empty] | IESO Active Generation Contract List 3373 |  | 0.192 | [28 empty] | Yes
102776 | Dublin Heights E & MS | FALSE | FALSE | TRUE | FALSE | TSPS (Portfolio 2) Limited Partnership |  | Toronto | ON | 43.74 | -79.296 | operating | 2015 | [17 empty] | IESO Active Generation Contract List 3465 |  | 0.1712 | [28 empty] | Yes
102777 | East York CI | FALSE | FALSE | TRUE | FALSE | TSPS (Portfolio 1) LP |  | Toronto | ON | 43.741 | -79.295 | operating | 2014 |  | 2017 | [15 empty] | IESO Active Generation Contract List 2454 |  | 0.372 | [28 empty] | Yes
102778 | Elementary Teachers' Federation of Ontario | FALSE | FALSE | TRUE | FALSE |  |  | Toronto | ON | 43.742 | -79.294 | operating | [18 empty] | http://www.integralgroup.com/gallery/office/elementary-teachers-federation-of-ontario/ | [23 empty] | Yes
102779 | Elia MS | FALSE | FALSE | TRUE | FALSE | TSPS (Portfolio 2) Limited Partnership |  | Toronto | ON | 43.743 | -79.293 | operating | 2016 | [17 empty] | IESO Active Generation Contract List 3719 |  | 0.132 | [28 empty] | Yes
102780 | Ellesmere-Statton PS | FALSE | FALSE | TRUE | FALSE | TSPS (Portfolio 1) Limited Partnership |  | Toronto | ON | 43.744 | -79.292 | operating | 2016 | [17 empty] | IESO Active Generation Contract List 3376 |  | 0.192 | [28 empty] | Yes
102781 | Elmbank JS Academy | FALSE | FALSE | TRUE | FALSE | TSPS (Portfolio 1) Limited Partnership |  | Toronto | ON | 43.745 | -79.291 | operating | 2015 | [17 empty] | IESO Active Generation Contract List 3402 |  | 0.1856 | [28 empty] | Yes
102782 | Elmlea JS | FALSE | FALSE | TRUE | FALSE | TSPS (Portfolio 2) Limited Partnership |  | Toronto | ON | 43.746 | -79.29 | operating | 2016 | [17 empty] | IESO Active Generation Contract List 3718 |  | 0.132 | [28 empty] | Yes
102783 | Emery CI | FALSE | FALSE | TRUE | FALSE | TSPS (Portfolio 2) Limited Partnership |  | Toronto | ON | 43.747 | -79.289 | operating | 2016 | [17 empty] | IESO Active Generation Contract List 3477 |  | 0.168 | [28 empty] | Yes
102784 | Emily Carr PS | FALSE | FALSE | TRUE | FALSE | TSPS (Portfolio 1) Limited Partnership |  | Toronto | ON | 43.748 | -79.288 | operating | 2015 | [17 empty] | IESO Active Generation Contract List 3814 |  | 0.112 | [28 empty] | Yes
102785 | Endura Energy - 140 Wendell | FALSE | FALSE | TRUE | FALSE | Highroad Estates Inc. |  | Toronto | ON | 43.749 | -79.287 | operating | 2014 |  | 2017 | [15 empty] | IESO Active Generation Contract List 2130 |  | 0.5 | [28 empty] | Yes
102786 | Toronto District Energy System | FALSE | TRUE | FALSE | FALSE | Enwave Energy Corporation |  | Toronto | ON | 43.75 | -79.286 | operating | 1970 |  | 2017 |  |  |  | large | Yes | Yes |  | Yes |  | Yes | Yes | Yes |  |  |  | CIEEDAC DE Survey 2015 | http://enwavetoronto.com/facilities.html |  | 828.595 |  | 1293000 | [11 empty] | Yes | [7 empty] | Yes | [9 empty] | 4200000 | [21 empty] | Yes | No | Yes | 200 |  | 200 | 60000020 |  | 60000020 | 114800 |  | 114800 | Yes |  | Yes |  |  |  | 600 |  | 228.595 | 910000 |  | 383000
102787 | Essex Jr & Sr PS | FALSE | FALSE | TRUE | FALSE | TSPS (Portfolio 1) Limited Partnership |  | Toronto | ON | 43.751 | -79.285 | operating | 2015 | [17 empty] | IESO Active Generation Contract List 3632 |  | 0.148 | [28 empty] | Yes
102788 | Etobicoke CI | FALSE | FALSE | TRUE | FALSE | TSPS (Portfolio 1) Limited Partnership |  | Toronto | ON | 43.752 | -79.284 | operating | 2015 | [17 empty] | IESO Active Generation Contract List 3462 |  | 0.172 | [28 empty] | Yes
102789 | Etobicoke Olympium Solar PV | FALSE | FALSE | TRUE | FALSE | City of Toronto |  | Toronto | ON | 43.753 | -79.283 | operating | 2016 | [17 empty] | IESO Active Generation Contract List 3597 |  | 0.15 | [28 empty] | Yes
102790 | Etobicoke School of the Arts | FALSE | FALSE | TRUE | FALSE | TSPS (Portfolio 1) Limited Partnership |  | Toronto | ON | 43.754 | -79.282 | operating | 2016 | [17 empty] | IESO Active Generation Contract List 3178 |  | 0.232 | [28 empty] | Yes
102791 | Exhibition Place Wind Turbine | FALSE | FALSE | TRUE | FALSE | Toronto Hydro Electric System Ltd. | Windshare | Toronto | ON | 43.755 | -79.281 | operating | 2003 |  | 2017 | [15 empty] | CanWEA |  | 0.75 |  | 1400 | [28 empty] | Yes
102792 | Fisherville Junior High School | FALSE | FALSE | TRUE | FALSE | TSPS (Portfolio 1) Limited Partnership |  | Toronto | ON | 43.756 | -79.28 | operating | 2015 | [17 empty] | IESO Active Generation Contract List 3506 |  | 0.156 | [28 empty] | Yes
102793 | Forest Hill CI | FALSE | FALSE | TRUE | FALSE | TSPS (Portfolio 2) Limited Partnership |  | Toronto | ON | 43.757 | -79.279 | operating | 2015 | [17 empty] | IESO Active Generation Contract List 3711 |  | 0.132 | [28 empty] | Yes
102794 | Gateway PS | FALSE | FALSE | TRUE | FALSE | TSPS (Portfolio 1) Limited Partnership |  | Toronto | ON | 43.758 | -79.278 | operating | 2014 | [17 empty] | IESO Active Generation Contract List 3812 |  | 0.112 | [28 empty] | Yes
102795 | George Harvey CI | FALSE | FALSE | TRUE | FALSE | TSPS (Portfolio 2) Limited Partnership |  | Toronto | ON | 43.759 | -79.277 | operating | 2016 | [17 empty] | IESO Active Generation Contract List 3513 |  | 0.152 | [28 empty] | Yes
102796 | George S Henry Academy | FALSE | FALSE | TRUE | FALSE | TSPS (Portfolio 2) LP |  | Toronto | ON | 43.76 | -79.276 | operating | 2016 |  | 2017 | [15 empty] | IESO Active Generation Contract List 2536 |  | 0.2952 | [28 empty] | Yes
102797 | George Syme Community School | FALSE | FALSE | TRUE | FALSE | TSPS (Portfolio 1) Limited Partnership |  | Toronto | ON | 43.761 | -79.275 | operating | 2015 | [17 empty] | IESO Active Generation Contract List 3802 |  | 0.116 | [28 empty] | Yes
102798 | Georges Vanier SS | FALSE | FALSE | TRUE | FALSE | TSPS (Portfolio 1) Limited Partnership |  | Toronto | ON | 43.762 | -79.274 | operating | 2015 | [17 empty] | IESO Active Generation Contract List 3156 |  | 0.24 | [28 empty] | Yes
102799 | Gervais Rentals | FALSE | FALSE | TRUE | FALSE | Al Gervais Chair & Table Rentals Ltd. |  | Toronto | ON | 43.763 | -79.273 | operating | 2012 |  | 2017 | [15 empty] | IESO Active Generation Contract List 2697 |  | 0.25 | [28 empty] | Yes
102800 | Glamorgan Jr PS | FALSE | FALSE | TRUE | FALSE | TSPS (Portfolio 1) Limited Partnership |  | Toronto | ON | 43.764 | -79.272 | operating | 2014 | [17 empty] | IESO Active Generation Contract List 3723 |  | 0.132 | [28 empty] | Yes
102801 | Gracedale PS | FALSE | FALSE | TRUE | FALSE | TSPS (Portfolio 1) Limited Partnership |  | Toronto | ON | 43.765 | -79.271 | operating | 2015 | [17 empty] | IESO Active Generation Contract List 3836 |  | 0.104 | [28 empty] | Yes
102802 | Grasshopper 120 McLevin | FALSE | FALSE | TRUE | FALSE | ICM Realty Group Solar 2013 Inc. |  | Toronto | ON | 43.766 | -79.27 | operating | 2015 |  | 2017 | [15 empty] | IESO Active Generation Contract List 2935 |  | 0.25 | [28 empty] | Yes
102803 | Grasshopper 140 McLevin | FALSE | FALSE | TRUE | FALSE | ICM Realty Group Solar 2013 Inc. |  | Toronto | ON | 43.767 | -79.269 | operating | 2015 |  | 2017 | [15 empty] | IESO Active Generation Contract List 2143 |  | 0.5 | [28 empty] | Yes
102804 | Green Phoenix | FALSE | FALSE | TRUE | FALSE |  |  | Toronto | ON | 43.768 | -79.268 | operating | [18 empty] | http://www.integralgroup.com/gallery/residential/green-phoenix/ | [23 empty] | Yes
102805 | Greenholme JMS | FALSE | FALSE | TRUE | FALSE | TSPS (Portfolio 1) Limited Partnership |  | Toronto | ON | 43.769 | -79.267 | operating | 2015 | [17 empty] | IESO Active Generation Contract List 3232 |  | 0.2144 | [28 empty] | Yes
102806 | Grey Owl Jr PS | FALSE | FALSE | TRUE | FALSE | TSPS (Portfolio 1) Limited Partnership |  | Toronto | ON | 43.77 | -79.266 | operating | 2014 | [17 empty] | IESO Active Generation Contract List 3803 |  | 0.116 | [28 empty] | Yes
102807 | H06-101 WICKSTEED | FALSE | FALSE | TRUE | FALSE | MOM Solar LP |  | Toronto | ON | 43.771 | -79.265 | operating | 2012 |  | 2017 | [15 empty] | IESO Active Generation Contract List 2807 |  | 0.25 | [28 empty] | Yes
102808 | H06-1983 KIPLING | FALSE | FALSE | TRUE | FALSE | MOM Solar LP |  | Toronto | ON | 43.772 | -79.264 | operating | 2012 |  | 2017 | [15 empty] | IESO Active Generation Contract List 2394 |  | 0.45 | [28 empty] | Yes
102809 | H06-2375 STEELES | FALSE | FALSE | TRUE | FALSE | MOM Solar LP |  | Toronto | ON | 43.773 | -79.263 | operating | 2012 |  | 2017 | [15 empty] | IESO Active Generation Contract List 2512 |  | 0.3 | [28 empty] | Yes
102810 | H06-2911 EGLINTON | FALSE | FALSE | TRUE | FALSE | MOM I LP |  | Toronto | ON | 43.774 | -79.262 | operating | 2014 |  | 2017 | [15 empty] | IESO Active Generation Contract List 2390 |  | 0.45 | [28 empty] | Yes
102811 | H06-60 GRAND MARSHALL | FALSE | FALSE | TRUE | FALSE | MOM Solar LP |  | Toronto | ON | 43.775 | -79.261 | operating | 2012 |  | 2017 | [15 empty] | IESO Active Generation Contract List 2433 |  | 0.4 | [28 empty] | Yes
102812 | H06-7 CURITY | FALSE | FALSE | TRUE | FALSE | MOM Solar LP |  | Toronto | ON | 43.776 | -79.26 | operating | 2012 |  | 2017 | [15 empty] | IESO Active Generation Contract List 2392 |  | 0.45 | [28 empty] | Yes
102813 | H06-825 CALEDONIA | FALSE | FALSE | TRUE | FALSE | MOM Solar LP |  | Toronto | ON | 43.777 | -79.259 | operating | 2012 |  | 2017 | [15 empty] | IESO Active Generation Contract List 2393 |  | 0.45 | [28 empty] | Yes
102814 | H06-90 BILLY BISHOP | FALSE | FALSE | TRUE | FALSE | MOM Solar LP |  | Toronto | ON | 43.778 | -79.258 | operating | 2012 |  | 2017 | [15 empty] | IESO Active Generation Contract List 2396 |  | 0.45 | [28 empty] | Yes
102815 | Henry Hudson Sr PS | FALSE | FALSE | TRUE | FALSE | TSPS (Portfolio 2) Limited Partnership |  | Toronto | ON | 43.779 | -79.257 | operating | 2016 | [17 empty] | IESO Active Generation Contract List 3658 |  | 0.1392 | [28 empty] | Yes
102816 | Highland JHS | FALSE | FALSE | TRUE | FALSE | TSPS (Portfolio 2) Limited Partnership |  | Toronto | ON | 43.78 | -79.256 | operating | 2016 | [17 empty] | IESO Active Generation Contract List 3717 |  | 0.132 | [28 empty] | Yes
102817 | Hilltop MS | FALSE | FALSE | TRUE | FALSE | TSPS (Portfolio 1) Limited Partnership |  | Toronto | ON | 43.781 | -79.255 | operating | 2015 | [17 empty] | IESO Active Generation Contract List 3209 |  | 0.224 | [28 empty] | Yes
102818 | Hollycrest MS | FALSE | FALSE | TRUE | FALSE | TSPS (Portfolio 2) Limited Partnership |  | Toronto | ON | 43.782 | -79.254 | operating | 2016 | [17 empty] | IESO Active Generation Contract List 3783 |  | 0.12 | [28 empty] | Yes
102819 | Humber Summit MS | FALSE | FALSE | TRUE | FALSE | TSPS (Portfolio 1) Limited Partnership |  | Toronto | ON | 43.783 | -79.253 | operating | 2015 | [17 empty] | IESO Active Generation Contract List 3779 |  | 0.12 | [28 empty] | Yes
102820 | Humber Treatment Plant | TRUE | FALSE | TRUE | FALSE | City of Toronto |  | Toronto | ON | 43.784 | -79.252 | operating | 2003 |  | 2015 | 221 | [14 empty] | CEEDC Cogen survey 2019 | [20 empty] | Yes | [7 empty] | Yes | [17 empty] | 56065.59
102821 | IKEA Etobicoke Solar PV | FALSE | FALSE | TRUE | FALSE | IKEA Properties Ltd. |  | Toronto | ON | 43.785 | -79.251 | operating | 2011 |  | 2017 | [15 empty] | IESO Active Generation Contract List 2016 |  | 0.25 |  | 320 | [26 empty] | Yes
102822 | IKEA North York Solar PV | FALSE | FALSE | TRUE | FALSE | IKEA Properties Ltd. |  | Toronto | ON | 43.786 | -79.25 | operating | 2011 |  | 2017 | [15 empty] | IESO Active Generation Contract List 2016 |  | 0.25 |  | 320 | [26 empty] | Yes
102823 | IKEA Vaughan Solar PV | FALSE | FALSE | TRUE | FALSE | IKEA Properties Ltd. |  | Toronto | ON | 43.787 | -79.249 | operating | 2011 |  | 2017 | [15 empty] | IESO Active Generation Contract List 2016 |  | 0.25 |  | 320 | [26 empty] | Yes
102824 | J B Tyrrell Sr PS | FALSE | FALSE | TRUE | FALSE | TSPS (Portfolio 2) Limited Partnership |  | Toronto | ON | 43.788 | -79.248 | operating | 2015 | [17 empty] | IESO Active Generation Contract List 3837 |  | 0.104 | [28 empty] | Yes
102825 | Jarvis CI | FALSE | FALSE | TRUE | FALSE | TSPS (Portfolio 1) Limited Partnership |  | Toronto | ON | 43.789 | -79.247 | operating | 2015 | [17 empty] | IESO Active Generation Contract List 3788 |  | 0.12 | [28 empty] | Yes
102826 | John D Parker JS | FALSE | FALSE | TRUE | FALSE | TSPS (Portfolio 1) Limited Partnership |  | Toronto | ON | 43.79 | -79.246 | operating | 2015 | [17 empty] | IESO Active Generation Contract List 3461 |  | 0.172 | [28 empty] | Yes
102827 | John English JMS | FALSE | FALSE | TRUE | FALSE | TSPS (Portfolio 2) Limited Partnership |  | Toronto | ON | 43.791 | -79.245 | operating | 2016 | [17 empty] | IESO Active Generation Contract List 3433 |  | 0.176 | [28 empty] | Yes
102828 | John G Althouse MS | FALSE | FALSE | TRUE | FALSE | TSPS (Portfolio 2) Limited Partnership |  | Toronto | ON | 43.792 | -79.244 | operating | 2016 | [17 empty] | IESO Active Generation Contract List 3507 |  | 0.156 | [28 empty] | Yes
102829 | John McCrae Sr PS | FALSE | FALSE | TRUE | FALSE | TSPS (Portfolio 1) Limited Partnership |  | Toronto | ON | 43.793 | -79.243 | operating | 2014 | [17 empty] | IESO Active Generation Contract List 3512 |  | 0.152 | [28 empty] | Yes
102830 | Joseph Howe Sr PS | FALSE | FALSE | TRUE | FALSE | TSPS (Portfolio 1) Limited Partnership |  | Toronto | ON | 43.794 | -79.242 | operating | 2015 | [17 empty] | IESO Active Generation Contract List 3838 |  | 0.104 | [28 empty] | Yes
102831 | K04-1210 Birchmount | FALSE | FALSE | TRUE | FALSE | Sky Solar (Canada) FIT 1 LP |  | Toronto | ON | 43.795 | -79.241 | operating | 2014 |  | 2017 | [15 empty] | IESO Active Generation Contract List 2450 |  | 0.375 | [28 empty] | Yes
102832 | Keystone Holdings-WINGOLD | FALSE | FALSE | TRUE | FALSE | Keystone Holdings Corp. |  | Toronto | ON | 43.796 | -79.24 | operating | 2013 | [17 empty] | IESO Active Generation Contract List 3466 |  | 0.17 | [28 empty] | Yes
102833 | King Yard | FALSE | FALSE | TRUE | FALSE | City of Toronto |  | Toronto | ON | 43.797 | -79.239 | operating | 2015 | [17 empty] | IESO Active Generation Contract List 3456 |  | 0.175 | [28 empty] | Yes
102834 | Kipling Acres Phase I | FALSE | FALSE | TRUE | FALSE | City of Toronto |  | Toronto | ON | 43.798 | -79.238 | operating | 2016 | [17 empty] | IESO Active Generation Contract List 3593 |  | 0.15 | [28 empty] | Yes
102835 | Kipling CI | FALSE | FALSE | TRUE | FALSE | TSPS (Portfolio 1) Limited Partnership |  | Toronto | ON | 43.799 | -79.237 | operating | 2015 | [17 empty] | IESO Active Generation Contract List 3208 |  | 0.224 | [28 empty] | Yes
102836 | Knob Hill PS | FALSE | FALSE | TRUE | FALSE | TSPS (Portfolio 1) Limited Partnership |  | Toronto | ON | 43.8 | -79.236 | operating | 2014 | [17 empty] | IESO Active Generation Contract List 3782 |  | 0.12 | [28 empty] | Yes
102837 | Korea Times | FALSE | FALSE | TRUE | FALSE | Korean Broadcasting Corporation |  | Toronto | ON | 43.801 | -79.235 | operating | 2012 | [17 empty] | IESO Active Generation Contract List 3211 |  | 0.22 | [28 empty] | Yes
102838 | Lakeshore CI | FALSE | FALSE | TRUE | FALSE | TSPS (Portfolio 1) Limited Partnership |  | Toronto | ON | 43.802 | -79.234 | operating | 2015 | [17 empty] | IESO Active Generation Contract List 3179 |  | 0.232 | [28 empty] | Yes
102839 | Lambton-Kingsway JMS | FALSE | FALSE | TRUE | FALSE | TSPS (Portfolio 1) Limited Partnership |  | Toronto | ON | 43.803 | -79.233 | operating | 2016 | [17 empty] | IESO Active Generation Contract List 3716 |  | 0.132 | [28 empty] | Yes
102840 | L'Amoreaux CI | FALSE | FALSE | TRUE | FALSE | TSPS (Portfolio 1) LP |  | Toronto | ON | 43.804 | -79.232 | operating | 2015 |  | 2017 | [15 empty] | IESO Active Generation Contract List 2455 |  | 0.372 | [28 empty] | Yes
102841 | Lanor JMS | FALSE | FALSE | TRUE | FALSE | TSPS (Portfolio 1) Limited Partnership |  | Toronto | ON | 43.805 | -79.231 | operating | 2015 | [17 empty] | IESO Active Generation Contract List 3808 |  | 0.1128 | [28 empty] | Yes
102842 | LaSalle - Toronto (150 Middlefield) | FALSE | FALSE | TRUE | FALSE | Firelight Solar LP |  | Toronto | ON | 43.806 | -79.23 | operating | 2011 |  | 2017 | [15 empty] | IESO Active Generation Contract List 2775 |  | 0.25 | [28 empty] | Yes
102843 | Lawrence Park CI | FALSE | FALSE | TRUE | FALSE | TSPS (Portfolio 1) Limited Partnership |  | Toronto | ON | 43.807 | -79.229 | operating | 2015 | [17 empty] | IESO Active Generation Contract List 3464 |  | 0.1712 | [28 empty] | Yes
102844 | Ledbury Park E & MS | FALSE | FALSE | TRUE | FALSE | TSPS (Portfolio 2) Limited Partnership |  | Toronto | ON | 43.808 | -79.228 | operating | 2016 | [17 empty] | IESO Active Generation Contract List 3825 |  | 0.1088 | [28 empty] | Yes
102845 | Lester B Pearson CI & Dr Marion Hilliard Sr PS | FALSE | FALSE | TRUE | FALSE | TSPS (Portfolio 2) LP |  | Toronto | ON | 43.809 | -79.227 | operating | 2015 |  | 2017 | [15 empty] | IESO Active Generation Contract List 2422 |  | 0.4104 | [28 empty] | Yes
102846 | Lucy Maud Montgomery PS | FALSE | FALSE | TRUE | FALSE | TSPS (Portfolio 2) Limited Partnership |  | Toronto | ON | 43.81 | -79.226 | operating | 2016 | [17 empty] | IESO Active Generation Contract List 3835 |  | 0.104 | [28 empty] | Yes
102847 | M03-328 Passmore | FALSE | FALSE | TRUE | FALSE | 8180792 Canada Inc. |  | Toronto | ON | 43.811 | -79.225 | operating | 2015 |  | 2017 | [15 empty] | IESO Active Generation Contract List 2939 |  | 0.25 | [28 empty] | Yes
102848 | M07-1361 Huntingwood | FALSE | FALSE | TRUE | FALSE | Firelight Solar L.P. |  | Toronto | ON | 43.812 | -79.224 | operating | 2013 | [17 empty] | IESO Active Generation Contract List 3282 |  | 0.2 | [28 empty] | Yes
102849 | M07-20 Commander | FALSE | FALSE | TRUE | FALSE | PowerStream Inc. |  | Toronto | ON | 43.813 | -79.223 | operating | 2014 |  | 2017 | [15 empty] | IESO Active Generation Contract List 2465 |  | 0.35 | [28 empty] | Yes
102850 | M07-40 Commander | FALSE | FALSE | TRUE | FALSE | Sky Solar (Canada) FIT 1 Limited Partnership |  | Toronto | ON | 43.814 | -79.222 | operating | 2014 | [17 empty] | IESO Active Generation Contract List 3532 |  | 0.15 | [28 empty] | Yes
102851 | M07-60 North Wind | FALSE | FALSE | TRUE | FALSE | Firelight Solar L.P. |  | Toronto | ON | 43.815 | -79.221 | operating | 2012 | [17 empty] | IESO Active Generation Contract List 3660 |  | 0.13794 | [28 empty] | Yes
102852 | M07-70 North Wind | FALSE | FALSE | TRUE | FALSE | Firelight Solar L.P. |  | Toronto | ON | 43.816 | -79.22 | operating | 2012 | [17 empty] | IESO Active Generation Contract List 3523 |  | 0.15 | [28 empty] | Yes
102853 | Malvern C.R.C. Solar PV | FALSE | FALSE | TRUE | FALSE | Toronto Hydro Electric System Limited |  | Toronto | ON | 43.817 | -79.219 | operating | 2014 | [17 empty] | IESO Active Generation Contract List 3239 |  | 0.21 | [28 empty] | Yes
102854 | Malvern Jr PS | FALSE | FALSE | TRUE | FALSE | TSPS (Portfolio 1) Limited Partnership |  | Toronto | ON | 43.818 | -79.218 | operating | 2014 | [17 empty] | IESO Active Generation Contract List 3799 |  | 0.116 | [28 empty] | Yes
102855 | Martingrove CI | FALSE | FALSE | TRUE | FALSE | TSPS (Portfolio 1) LP |  | Toronto | ON | 43.819 | -79.217 | operating | 2015 |  | 2017 | [15 empty] | IESO Active Generation Contract List 2502 |  | 0.324 | [28 empty] | Yes
102856 | McCormick RC/Pool | FALSE | FALSE | TRUE | FALSE | City of Toronto |  | Toronto | ON | 43.82 | -79.216 | operating | 2016 | [17 empty] | IESO Active Generation Contract List 3474 |  | 0.17 | [28 empty] | Yes
102857 | MEL-36 MILVAN | FALSE | FALSE | TRUE | FALSE | 2391395 Ontario Inc. |  | Toronto | ON | 43.821 | -79.215 | operating | 2016 |  | 2017 | [15 empty] | IESO Active Generation Contract List 2214 |  | 0.5 | [28 empty] | Yes
102858 | Melody Village JS | FALSE | FALSE | TRUE | FALSE | TSPS (Portfolio 1) Limited Partnership |  | Toronto | ON | 43.822 | -79.214 | operating | 2015 | [17 empty] | IESO Active Generation Contract List 3785 |  | 0.12 | [28 empty] | Yes
102859 | Menkes-100 Valleybrook | FALSE | FALSE | TRUE | FALSE | Menkes Properties Inc. |  | Toronto | ON | 43.823 | -79.213 | operating | 2014 |  | 2017 | [15 empty] | IESO Active Generation Contract List 2820 |  | 0.25 | [28 empty] | Yes
102860 | Menkes-60 Valleybrook | FALSE | FALSE | TRUE | FALSE | Castleberry Investments Limited |  | Toronto | ON | 43.824 | -79.212 | operating | 2015 | [17 empty] | IESO Active Generation Contract List 3527 |  | 0.15 | [28 empty] | Yes
102861 | Midland CI | FALSE | FALSE | TRUE | FALSE | TSPS (Portfolio 1) LP |  | Toronto | ON | 43.825 | -79.211 | operating | 2015 |  | 2017 | [15 empty] | IESO Active Generation Contract List 2385 |  | 0.46 | [28 empty] | Yes
102862 | Milal | FALSE | FALSE | TRUE | FALSE | PowerStream Inc. |  | Toronto | ON | 43.826 | -79.21 | operating | 2012 |  | 2017 | [15 empty] | IESO Active Generation Contract List 2612 |  | 0.25 | [28 empty] | Yes
102863 | MILLWICK SOLAR I | FALSE | FALSE | TRUE | FALSE | OSPSD AND WIKWEMIKONG FIT 3 LIMITED PARTNERSHIP |  | Toronto | ON | 43.827 | -79.209 | operating | 2016 | [17 empty] | IESO Active Generation Contract List 3336 |  | 0.2 | [28 empty] | Yes
102864 | Milvan Drive Solar | FALSE | FALSE | TRUE | FALSE | Freshway Cash & Carry Inc. |  | Toronto | ON | 43.828 | -79.208 | operating | 2013 | [17 empty] | IESO Active Generation Contract List 3565 |  | 0.15 | [28 empty] | Yes
102865 | MLT-15A INGRAM | FALSE | FALSE | TRUE | FALSE | 2387281 Ontario Inc. |  | Toronto | ON | 43.829 | -79.207 | operating | 2016 |  | 2017 | [15 empty] | IESO Active Generation Contract List 2216 |  | 0.5 | [28 empty] | Yes
102866 | MLT-3655A WESTON | FALSE | FALSE | TRUE | FALSE | 2387281 Ontario Inc. |  | Toronto | ON | 43.83 | -79.206 | operating | 2016 |  | 2017 | [15 empty] | IESO Active Generation Contract List 2217 |  | 0.5 | [28 empty] | Yes
102867 | MLT-3655B WESTON | FALSE | FALSE | TRUE | FALSE | 2387281 Ontario Inc. |  | Toronto | ON | 43.831 | -79.205 | operating | 2016 |  | 2017 | [15 empty] | IESO Active Generation Contract List 2529 |  | 0.3 | [28 empty] | Yes
102868 | Monarch Park Collegiate | FALSE | FALSE | TRUE | FALSE | TSPS (Portfolio 1) Limited Partnership |  | Toronto | ON | 43.832 | -79.204 | operating | 2015 | [17 empty] | IESO Active Generation Contract List 3152 |  | 0.24 | [28 empty] | Yes
102869 | MSR | FALSE | FALSE | TRUE | FALSE | Warehouse Properties Limited |  | Toronto | ON | 43.833 | -79.203 | operating | 2011 | [17 empty] | IESO Active Generation Contract List 3405 |  | 0.185 | [28 empty] | Yes
102870 | Nelson A Boylen CI | FALSE | FALSE | TRUE | FALSE | TSPS (Portfolio 1) Limited Partnership |  | Toronto | ON | 43.834 | -79.202 | operating | 2015 | [17 empty] | IESO Active Generation Contract List 3508 |  | 0.156 | [28 empty] | Yes
102871 | Newtonbrook SS | FALSE | FALSE | TRUE | FALSE | TSPS (Portfolio 1) Limited Partnership |  | Toronto | ON | 43.835 | -79.201 | operating | 2015 | [17 empty] | IESO Active Generation Contract List 3404 |  | 0.1856 | [28 empty] | Yes
102872 | Norseman JMS | FALSE | FALSE | TRUE | FALSE | TSPS (Portfolio 1) Limited Partnership |  | Toronto | ON | 43.836 | -79.2 | operating | 2015 | [17 empty] | IESO Active Generation Contract List 3638 |  | 0.144 | [28 empty] | Yes
102873 | North Albion CI | FALSE | FALSE | TRUE | FALSE | TSPS (Portfolio 1) LP |  | Toronto | ON | 43.837 | -79.199 | operating | 2016 |  | 2017 | [15 empty] | IESO Active Generation Contract List 2492 |  | 0.348 | [28 empty] | Yes
102874 | Northview Heights SS | FALSE | FALSE | TRUE | FALSE | TSPS (Portfolio 1) LP |  | Toronto | ON | 43.838 | -79.198 | operating | 2016 |  | 2017 | [15 empty] | IESO Active Generation Contract List 2372 |  | 0.48 | [28 empty] | Yes
102875 | Oakdale Park MS | FALSE | FALSE | TRUE | FALSE | TSPS (Portfolio 1) Limited Partnership |  | Toronto | ON | 43.839 | -79.197 | operating | 2015 | [17 empty] | IESO Active Generation Contract List 3637 |  | 0.144 | [28 empty] | Yes
102876 | Oakwood CI | FALSE | FALSE | TRUE | FALSE | TSPS (Portfolio 1) Limited Partnership |  | Toronto | ON | 43.84 | -79.196 | operating | 2015 | [17 empty] | IESO Active Generation Contract List 3745 |  | 0.1288 | [28 empty] | Yes
102877 | OT-180 NORELCO | FALSE | FALSE | TRUE | FALSE | 2387276 Ontario Inc. |  | Toronto | ON | 43.841 | -79.195 | operating | 2016 |  | 2017 | [15 empty] | IESO Active Generation Contract List 2241 |  | 0.5 | [28 empty] | Yes
102878 | OT-249 EVANS | FALSE | FALSE | TRUE | FALSE | 2387276 Ontario Inc. |  | Toronto | ON | 43.842 | -79.194 | operating | 2016 |  | 2017 | [15 empty] | IESO Active Generation Contract List 2489 |  | 0.35 | [28 empty] | Yes
102879 | OT-324 CARLINGVIEW | FALSE | FALSE | TRUE | FALSE | 2387276 Ontario Inc. |  | Toronto | ON | 43.843 | -79.193 | operating | 2016 | [17 empty] | IESO Active Generation Contract List 3606 |  | 0.15 | [28 empty] | Yes
102880 | OT-3637 WESTON | FALSE | FALSE | TRUE | FALSE | 2387276 Ontario Inc. |  | Toronto | ON | 43.844 | -79.192 | operating | 2016 |  | 2017 | [15 empty] | IESO Active Generation Contract List 2523 |  | 0.3 | [28 empty] | Yes
102881 | OT-475 GARYRAY | FALSE | FALSE | TRUE | FALSE | 2387276 Ontario Inc. |  | Toronto | ON | 43.845 | -79.191 | operating | 2016 |  | 2017 | [15 empty] | IESO Active Generation Contract List 2243 |  | 0.5 | [28 empty] | Yes
102882 | OT-49 BAKERSFIELD | FALSE | FALSE | TRUE | FALSE | 2387276 Ontario Inc. |  | Toronto | ON | 43.846 | -79.19 | operating | 2016 | [17 empty] | IESO Active Generation Contract List 3589 |  | 0.15 | [28 empty] | Yes
102883 | Owen PS | FALSE | FALSE | TRUE | FALSE | TSPS (Portfolio 2) Limited Partnership |  | Toronto | ON | 43.847 | -79.189 | operating | 2015 | [17 empty] | IESO Active Generation Contract List 3712 |  | 0.132 | [28 empty] | Yes
102884 | P05-35 Dynamic | FALSE | FALSE | TRUE | FALSE | Sky Solar (Canada) FIT 1 LP |  | Toronto | ON | 43.848 | -79.188 | operating | 2015 |  | 2017 | [15 empty] | IESO Active Generation Contract List 2469 |  | 0.35 | [28 empty] | Yes
102885 | Pan Am Aquatics Centre | FALSE | FALSE | TRUE | FALSE |  |  | Toronto | ON | 43.849 | -79.187 | operating | 2014 | [17 empty] | http://www.geoxergy.com/pan-american-aquatics-centre/ | [23 empty] | Yes
102886 | Parkfield JS | FALSE | FALSE | TRUE | FALSE | TSPS (Portfolio 1) Limited Partnership |  | Toronto | ON | 43.85 | -79.186 | operating | 2015 | [17 empty] | IESO Active Generation Contract List 3801 |  | 0.116 | [28 empty] | Yes
102887 | Pauline Johnson Jr PS | FALSE | FALSE | TRUE | FALSE | TSPS (Portfolio 2) Limited Partnership |  | Toronto | ON | 43.851 | -79.185 | operating | 2016 | [17 empty] | IESO Active Generation Contract List 3834 |  | 0.104 | [28 empty] | Yes
102888 | Phantom Industries | TRUE | FALSE | FALSE | FALSE | Phantom Industries |  | Toronto | ON | 43.852 | -79.184 | decom | 1994 |  | 2015 | 315 | [14 empty] | CEEDC Cogen survey 2019 |  | 0.6 | 1.1 | 5100 |  |  |  | Yes |  | 1 | GE |  | 0.6 | 1.1 | 5100
102889 | Pioneer Engineering | FALSE | FALSE | TRUE | FALSE | Pioneer Engineering Inc. |  | Toronto | ON | 43.853 | -79.183 | operating | 2012 |  | 2017 | [15 empty] | IESO Active Generation Contract List 2844 |  | 0.25 | [28 empty] | Yes
102890 | Pleasant PS | FALSE | FALSE | TRUE | FALSE | TSPS (Portfolio 1) Limited Partnership |  | Toronto | ON | 43.854 | -79.182 | operating | 2016 | [17 empty] | IESO Active Generation Contract List 3781 |  | 0.12 | [28 empty] | Yes
102891 | Police Property | FALSE | FALSE | TRUE | FALSE | City of Toronto |  | Toronto | ON | 43.855 | -79.181 | operating | 2016 | [17 empty] | IESO Active Generation Contract List 3615 |  | 0.15 | [28 empty] | Yes
102892 | Pyung Hwa Food | FALSE | FALSE | TRUE | FALSE | Solartek Inc. |  | Toronto | ON | 43.856 | -79.18 | operating | 2012 | [17 empty] | IESO Active Generation Contract List 3774 |  | 0.12 | [28 empty] | Yes
102893 | Queen Alexandra Sr PS | FALSE | FALSE | TRUE | FALSE | TSPS (Portfolio 2) Limited Partnership |  | Toronto | ON | 43.857 | -79.179 | operating | 2015 | [17 empty] | IESO Active Generation Contract List 3722 |  | 0.132 | [28 empty] | Yes
102894 | R J Lang E & MS | FALSE | FALSE | TRUE | FALSE | TSPS (Portfolio 2) Limited Partnership |  | Toronto | ON | 43.858 | -79.178 | operating | 2016 | [17 empty] | IESO Active Generation Contract List 3784 |  | 0.12 | [28 empty] | Yes
102895 | R02-541 Conlins | FALSE | FALSE | TRUE | FALSE | 8180792 Canada Inc. |  | Toronto | ON | 43.859 | -79.177 | operating | 2015 | [17 empty] | IESO Active Generation Contract List 3318 |  | 0.2 | [28 empty] | Yes
102896 | Real Canadian Superstore Weston Road (C74) | FALSE | FALSE | TRUE | FALSE | Firelight Solar LP |  | Toronto | ON | 43.86 | -79.176 | operating | 2013 |  | 2017 | [15 empty] | IESO Active Generation Contract List 2272 |  | 0.5 | [28 empty] | Yes
102897 | Red Path Sugar | TRUE | FALSE | FALSE | FALSE | Redpath Sugar Ltd. |  | Toronto | ON | 43.861 | -79.175 | operating | 1996 |  | 2015 | 311 | [14 empty] | CEEDC Cogen survey 2019 |  | 5.6 | 35.2 | 36000 | 253150 |  |  | No |  | 1 | BPST |  | 5.6 | 35.2 | 36000 | 253150
102898 | Regent Park Community Energy System | FALSE | TRUE | FALSE | FALSE |  |  | Toronto | ON | 43.862 | -79.174 | operating | 2009 |  | 2017 |  |  |  | Large | [11 empty] | http://www.fvbenergy.com/projects/regent-park-community-energy-system/ | http://www.nrcan.gc.ca/sites/www.nrcan.gc.ca/files/canmetenergy/files/pubs/RegentPark(ENG).pdf |  | 19.26 | [13 empty] | Yes | [39 empty] | Yes |  | Yes | [15 empty] | 11 |  | 8.26
102899 | Richview CI | FALSE | FALSE | TRUE | FALSE | TSPS (Portfolio 2) Limited Partnership |  | Toronto | ON | 43.863 | -79.173 | operating | 2016 | [17 empty] | IESO Active Generation Contract List 3374 |  | 0.192 | [28 empty] | Yes
102900 | Riverdale CI | FALSE | FALSE | TRUE | FALSE | TSPS (Portfolio 2) Limited Partnership |  | Toronto | ON | 43.864 | -79.172 | operating | 2016 | [17 empty] | IESO Active Generation Contract List 3463 |  | 0.172 | [28 empty] | Yes
102901 | Rockcliffe MS | FALSE | FALSE | TRUE | FALSE | TSPS (Portfolio 2) Limited Partnership |  | Toronto | ON | 43.865 | -79.171 | operating | 2016 | [17 empty] | IESO Active Generation Contract List 3742 |  | 0.1288 | [28 empty] | Yes
102902 | Rockford PS | FALSE | FALSE | TRUE | FALSE | TSPS (Portfolio 2) Limited Partnership |  | Toronto | ON | 43.866 | -79.17 | operating | 2016 | [17 empty] | IESO Active Generation Contract List 3747 |  | 0.128 | [28 empty] | Yes
102903 | Rosedale Heights School of Arts | FALSE | FALSE | TRUE | FALSE | TSPS (Portfolio 1) Limited Partnership |  | Toronto | ON | 43.867 | -79.169 | operating | 2016 | [17 empty] | IESO Active Generation Contract List 3460 |  | 0.172 | [28 empty] | Yes
102904 | Roselands Jr PS | FALSE | FALSE | TRUE | FALSE | TSPS (Portfolio 2) Limited Partnership |  | Toronto | ON | 43.868 | -79.168 | operating | 2016 | [17 empty] | IESO Active Generation Contract List 3810 |  | 0.1128 | [28 empty] | Yes
102905 | Runnymede CI | FALSE | FALSE | TRUE | FALSE | TSPS (Portfolio 2) Limited Partnership |  | Toronto | ON | 43.869 | -79.167 | operating | 2016 | [17 empty] | IESO Active Generation Contract List 3743 |  | 0.1288 | [28 empty] | Yes
102906 | Rybak Solar II | FALSE | FALSE | TRUE | FALSE | CFW M6M SOLAR I |  | Toronto | ON | 43.87 | -79.166 | operating | 2012 | [17 empty] | IESO Active Generation Contract List 3413 |  | 0.184 | [28 empty] | Yes
102907 | Sanofi pasteur | TRUE | FALSE | FALSE | FALSE | sanofi pasteur |  | Toronto | ON | 43.871 | -79.165 | operating | 1994 |  | 2015 | 325 | [14 empty] | CEEDC Cogen survey 2019 | [16 empty] | Yes | [17 empty] | 837775.5665
102908 | Saptashva Solar, S.A - FIT - Gulu 20 | FALSE | FALSE | TRUE | FALSE | 1274442 ONTARIO INC |  | Toronto | ON | 43.872 | -79.164 | operating | 2014 | [17 empty] | IESO Active Generation Contract List 3486 |  | 0.16 | [28 empty] | Yes
102909 | Saptashva Solar, S.A - FIT - Gulu 31/35 | FALSE | FALSE | TRUE | FALSE | 1199403 ONTARIO INC |  | Toronto | ON | 43.873 | -79.163 | operating | 2015 | [17 empty] | IESO Active Generation Contract List 3240 |  | 0.21 | [28 empty] | Yes
102910 | Scarlett Heights CI (Entrepreneurial Academy) | FALSE | FALSE | TRUE | FALSE | TSPS (Portfolio 1) Limited Partnership |  | Toronto | ON | 43.874 | -79.162 | operating | 2015 | [17 empty] | IESO Active Generation Contract List 3400 |  | 0.188 | [28 empty] | Yes
102911 | Second Street JMS | FALSE | FALSE | TRUE | FALSE | TSPS (Portfolio 2) Limited Partnership |  | Toronto | ON | 43.875 | -79.161 | operating | 2016 | [17 empty] | IESO Active Generation Contract List 3710 |  | 0.132 | [28 empty] | Yes
102912 | Silver Springs PS | FALSE | FALSE | TRUE | FALSE | TSPS (Portfolio 2) Limited Partnership |  | Toronto | ON | 43.876 | -79.16 | operating | 2015 | [17 empty] | IESO Active Generation Contract List 3514 |  | 0.152 | [28 empty] | Yes
102913 | Silverthorn CI | FALSE | FALSE | TRUE | FALSE | TSPS (Portfolio 1) Limited Partnership |  | Toronto | ON | 43.877 | -79.159 | operating | 2015 | [17 empty] | IESO Active Generation Contract List 3158 |  | 0.24 | [28 empty] | Yes
102914 | Silverthorn Comm. School | FALSE | FALSE | TRUE | FALSE | TSPS (Portfolio 1) Limited Partnership |  | Toronto | ON | 43.878 | -79.158 | operating | 2015 | [17 empty] | IESO Active Generation Contract List 3746 |  | 0.1288 | [28 empty] | Yes
102915 | Sir John A Macdonald CI | FALSE | FALSE | TRUE | FALSE | TSPS (Portfolio 1) Limited Partnership |  | Toronto | ON | 43.879 | -79.157 | operating | 2015 | [17 empty] | IESO Active Generation Contract List 3155 |  | 0.24 | [28 empty] | Yes
102916 | Sir Oliver Mowat CI | FALSE | FALSE | TRUE | FALSE | TSPS (Portfolio 1) Limited Partnership |  | Toronto | ON | 43.88 | -79.156 | operating | 2015 | [17 empty] | IESO Active Generation Contract List 3159 |  | 0.24 | [28 empty] | Yes
102917 | Sir William Osler HS | FALSE | FALSE | TRUE | FALSE | TSPS (Portfolio 1) Limited Partnership |  | Toronto | ON | 43.881 | -79.155 | operating | 2015 | [17 empty] | IESO Active Generation Contract List 3195 |  | 0.2256 | [28 empty] | Yes
102918 | Skids Away | FALSE | FALSE | TRUE | FALSE | 2237190 Ontario Inc. |  | Toronto | ON | 43.882 | -79.154 | operating | 2012 | [17 empty] | IESO Active Generation Contract List 3684 |  | 0.135 | [28 empty] | Yes
102919 | SMART-D 002PV | FALSE | FALSE | TRUE | FALSE | SSTI Dufferin Toronto, LLC |  | Toronto | ON | 43.883 | -79.153 | operating | 2014 |  | 2017 | [15 empty] | IESO Active Generation Contract List 2903 |  | 0.25 | [28 empty] | Yes
102920 | Smithfield MS | FALSE | FALSE | TRUE | FALSE | TSPS (Portfolio 1) Limited Partnership |  | Toronto | ON | 43.884 | -79.152 | operating | 2016 | [17 empty] | IESO Active Generation Contract List 3254 |  | 0.2088 | [28 empty] | Yes
102921 | Solar Project - 425 Alness Street | FALSE | FALSE | TRUE | FALSE | 2389660 Ontario Inc. |  | Toronto | ON | 43.885 | -79.151 | operating | 2015 |  | 2017 | [15 empty] | IESO Active Generation Contract List 2482 |  | 0.35 | [28 empty] | Yes
102922 | SPN 094 | FALSE | FALSE | TRUE | FALSE | SPN LP 3 |  | Toronto | ON | 43.886 | -79.15 | operating | 2016 |  | 2017 | [15 empty] | IESO Active Generation Contract List 2958 |  | 0.25 | [28 empty] | Yes
102923 | SPN 095 | FALSE | FALSE | TRUE | FALSE | SPN LP 3. |  | Toronto | ON | 43.887 | -79.149 | operating | [18 empty] | IESO Active Generation Contract List 3352 |  | 0.2 | [28 empty] | Yes
102924 | SPN 299 | FALSE | FALSE | TRUE | FALSE | SPN LP 3 |  | Toronto | ON | 43.888 | -79.148 | operating | 2016 |  | 2017 | [15 empty] | IESO Active Generation Contract List 3616 |  | 0.15 | [28 empty] | Yes
102925 | SPN 318 | FALSE | FALSE | TRUE | FALSE | SPN LP 7 |  | Toronto | ON | 43.889 | -79.147 | operating | 2016 |  | 2017 | [15 empty] | IESO Active Generation Contract List 2312 |  | 0.5 | [28 empty] | Yes
102926 | SPN 319 | FALSE | FALSE | TRUE | FALSE | SPN LP 7 |  | Toronto | ON | 43.89 | -79.146 | operating | 2016 |  | 2017 | [15 empty] | IESO Active Generation Contract List 2313 |  | 0.5 | [28 empty] | Yes
102927 | SPN 336 | FALSE | FALSE | TRUE | FALSE | SPN LP 3 |  | Toronto | ON | 43.891 | -79.145 | operating | 2016 |  | 2017 | [15 empty] | IESO Active Generation Contract List 2404 |  | 0.45 | [28 empty] | Yes
102928 | SPN 503 | FALSE | FALSE | TRUE | FALSE | SPN LP 3 |  | Toronto | ON | 43.892 | -79.144 | operating | 2016 |  | 2017 | [15 empty] | IESO Active Generation Contract List 3325 |  | 0.2 | [28 empty] | Yes
102929 | SPN 504 | FALSE | FALSE | TRUE | FALSE | SPN LP 3 |  | Toronto | ON | 43.893 | -79.143 | operating | 2016 |  | 2017 | [15 empty] | IESO Active Generation Contract List 2409 |  | 0.44 | [28 empty] | Yes
102930 | St Andrew's JHS | FALSE | FALSE | TRUE | FALSE | TSPS (Portfolio 2) LP |  | Toronto | ON | 43.894 | -79.142 | operating | 2016 |  | 2017 | [15 empty] | IESO Active Generation Contract List 3804 |  | 0.116 | [28 empty] | Yes
102931 | St. Augustine Catholic School | FALSE | FALSE | TRUE | FALSE | St. Augustine Catholic School |  | Toronto | ON | 43.895 | -79.141 | operating | 1990 |  |  | 6111 | [14 empty] | www.canren.gc.ca/renew_ene/index.asp?CaId=48&PgId=357 | [23 empty] | Yes
102932 | steeprock sunpower inc. | FALSE | FALSE | TRUE | FALSE | Steeprock Sunpower Inc. |  | Toronto | ON | 43.896 | -79.14 | operating | 2013 |  | 2017 | [15 empty] | IESO Active Generation Contract List 2695 |  | 0.25 | [28 empty] | Yes
102933 | SunEdison ON-11-0621 | FALSE | FALSE | TRUE | FALSE | SunEdison Canada Origination Health LP |  | Toronto | ON | 43.897 | -79.139 | operating | 2016 |  | 2017 | [15 empty] | IESO Active Generation Contract List 3337 |  | 0.2 | [28 empty] | Yes
102934 | SunEdison ON-12-0310 | FALSE | FALSE | TRUE | FALSE | Dundee Industrial Solar LP |  | Toronto | ON | 43.898 | -79.138 | operating | 2015 |  | 2017 | [15 empty] | IESO Active Generation Contract List 2349 |  | 0.5 | [28 empty] | Yes
102935 | SunEdison ON-13-0118 | FALSE | FALSE | TRUE | FALSE | SunEdison Canada Origination Health LP |  | Toronto | ON | 43.899 | -79.137 | operating | 2016 |  | 2017 | [15 empty] | IESO Active Generation Contract List 2350 |  | 0.5 | [28 empty] | Yes
102936 | Sunny View Jr & Sr PS | FALSE | FALSE | TRUE | FALSE | TSPS (Portfolio 2) LP |  | Toronto | ON | 43.9 | -79.136 | operating | 2016 |  | 2017 | [15 empty] | IESO Active Generation Contract List 3721 |  | 0.132 | [28 empty] | Yes
102937 | SunPrinting | FALSE | FALSE | TRUE | FALSE | Solartek Inc. |  | Toronto | ON | 43.901 | -79.135 | operating | 2015 |  | 2017 | [15 empty] | IESO Active Generation Contract List 3149 |  | 0.24 | [28 empty] | Yes
102938 | sunshine & sugar inc. | FALSE | FALSE | TRUE | FALSE | Sunshine & Sugar inc. |  | Toronto | ON | 43.902 | -79.134 | operating | 2012 |  | 2017 | [15 empty] | IESO Active Generation Contract List 2628 |  | 0.25 | [28 empty] | Yes
102939 | Suntract1 | FALSE | FALSE | TRUE | FALSE | Fit Solar Systems Ltd. |  | Toronto | ON | 43.903 | -79.133 | operating | 2013 |  | 2017 | [15 empty] | IESO Active Generation Contract List 3569 |  | 0.15 | [28 empty] | Yes
102940 | T04-120 Wicksteed | FALSE | FALSE | TRUE | FALSE | PowerStream Inc. |  | Toronto | ON | 43.904 | -79.132 | operating | 2014 |  | 2017 | [15 empty] | IESO Active Generation Contract List 3438 |  | 0.175 | [28 empty] | Yes
102941 | T04-1776 O'Connor | FALSE | FALSE | TRUE | FALSE | PowerStream Inc. |  | Toronto | ON | 43.905 | -79.131 | operating | 2013 |  | 2017 | [15 empty] | IESO Active Generation Contract List 3550 |  | 0.15 | [28 empty] | Yes
102942 | T04-3429 Kennedy | FALSE | FALSE | TRUE | FALSE | PowerStream Inc. |  | Toronto | ON | 43.906 | -79.13 | operating | 2014 |  | 2017 | [15 empty] | IESO Active Generation Contract List 2846 |  | 0.25 | [28 empty] | Yes
102943 | T04-375 Middlefield | FALSE | FALSE | TRUE | FALSE | PowerStream Inc. |  | Toronto | ON | 43.907 | -79.129 | operating | 2014 |  | 2017 | [15 empty] | IESO Active Generation Contract List 3543 |  | 0.15 | [28 empty] | Yes
102944 | T04-4780 Sheppard | FALSE | FALSE | TRUE | FALSE | OSP Solar Development, Inc. |  | Toronto | ON | 43.908 | -79.128 | operating | 2015 |  | 2017 | [15 empty] | IESO Active Generation Contract List 2472 |  | 0.35 | [28 empty] | Yes
102945 | T04-680 Kipling | FALSE | FALSE | TRUE | FALSE | PowerStream Inc. |  | Toronto | ON | 43.909 | -79.127 | operating | 2014 |  | 2017 | [15 empty] | IESO Active Generation Contract List 2479 |  | 0.35 | [28 empty] | Yes
102946 | T04-81 Arrow | FALSE | FALSE | TRUE | FALSE | PowerStream Inc. |  | Toronto | ON | 43.91 | -79.126 | operating | 2014 |  | 2017 | [15 empty] | IESO Active Generation Contract List 2744 |  | 0.25 | [28 empty] | Yes
102947 | T04-875 Don Mills | FALSE | FALSE | TRUE | FALSE | PowerStream Inc. |  | Toronto | ON | 43.911 | -79.125 | operating | 2014 |  | 2017 | [15 empty] | IESO Active Generation Contract List 2670 |  | 0.25 | [28 empty] | Yes
102948 | T04-947 Warden | FALSE | FALSE | TRUE | FALSE | PowerStream Inc. |  | Toronto | ON | 43.912 | -79.124 | operating | 2014 |  | 2017 | [15 empty] | IESO Active Generation Contract List 2476 |  | 0.35 | [28 empty] | Yes
102949 | The Elms | FALSE | FALSE | TRUE | FALSE | TSPS (Portfolio 1) LP |  | Toronto | ON | 43.913 | -79.123 | operating | 2016 |  | 2017 | [15 empty] | IESO Active Generation Contract List 3375 |  | 0.192 | [28 empty] | Yes
102950 | Thistletown CI | FALSE | FALSE | TRUE | FALSE | TSPS (Portfolio 1) LP |  | Toronto | ON | 43.914 | -79.122 | operating | 2015 |  | 2017 | [15 empty] | IESO Active Generation Contract List 2503 |  | 0.3216 | [28 empty] | Yes
102951 | Timberbank Jr PS | FALSE | FALSE | TRUE | FALSE | TSPS (Portfolio 2) LP |  | Toronto | ON | 43.915 | -79.121 | operating | 2016 |  | 2017 | [15 empty] | IESO Active Generation Contract List 3828 |  | 0.108 | [28 empty] | Yes
102952 | Tippett Road Centre | FALSE | FALSE | TRUE | FALSE | TSPS (Portfolio 2) LP |  | Toronto | ON | 43.916 | -79.12 | operating | 2016 |  | 2017 | [15 empty] | IESO Active Generation Contract List 3744 |  | 0.1288 | [28 empty] | Yes
102953 | TNT-274 Humberline | FALSE | FALSE | TRUE | FALSE | Métis Nation of Ontario | Bright Roof Solar LP | Toronto | ON | 43.917 | -79.119 | operating | 2015 |  | 2017 | [15 empty] | IESO Active Generation Contract List 2484 |  | 0.35 | [28 empty] | Yes
102954 | TNT-400 Nugget | FALSE | FALSE | TRUE | FALSE | Métis Nation of Ontario | Bright Roof Solar LP | Toronto | ON | 43.918 | -79.118 | operating | 2015 |  | 2017 | [15 empty] | IESO Active Generation Contract List 2353 |  | 0.5 | [28 empty] | Yes
102955 | TOR-160 Claireville | FALSE | FALSE | TRUE | FALSE | Métis Nation of Ontario | Bright Roof Solar LP | Toronto | ON | 43.919 | -79.117 | operating | 2015 |  | 2017 | [15 empty] | IESO Active Generation Contract List 2894 |  | 0.25 | [28 empty] | Yes
102956 | TOR-200 Lonsdale | FALSE | FALSE | TRUE | FALSE | Métis Nation of Ontario | Bright Roof Solar LP | Toronto | ON | 43.92 | -79.116 | operating | 2015 |  | 2017 | [15 empty] | IESO Active Generation Contract List 3304 |  | 0.2 | [28 empty] | Yes
102957 | TOR-26 Huddersfield | FALSE | FALSE | TRUE | FALSE | Métis Nation of Ontario | Bright Roof Solar LP | Toronto | ON | 43.921 | -79.115 | operating | 2015 |  | 2017 | [15 empty] | IESO Active Generation Contract List 2925 |  | 0.25 | [28 empty] | Yes
102958 | TOR-500 Barmac | FALSE | FALSE | TRUE | FALSE | Métis Nation of Ontario | Bright Roof Solar LP | Toronto | ON | 43.922 | -79.114 | operating | 2015 |  | 2017 | [15 empty] | IESO Active Generation Contract List 2883 |  | 0.25 | [28 empty] | Yes
102959 | Toronto Exhibition Place | TRUE | FALSE | FALSE | FALSE |  |  | Toronto | ON | 43.923 | -79.113 | operating | 2007 |  | 2015 | 711 | [14 empty] | CEEDC Cogen survey 2019 |  | 1.6 | [5 empty] | Yes |  | 1 |  |  | 1.6 |  |  |  | Yes
102960 | TrustCan Realty | FALSE | FALSE | TRUE | FALSE | TrustCan Realty |  | Toronto | ON | 43.924 | -79.112 | operating | 1999 |  |  | 531 | [14 empty] | www.canren.gc.ca/renew_ene/index.asp?CaId=48&PgId=353 | [23 empty] | Yes
102961 | Union Lofts | FALSE | FALSE | TRUE | FALSE |  |  | Toronto | ON | 43.925 | -79.111 | operating | [18 empty] | http://www.integralgroup.com/gallery/residential/union-lofts/ | [23 empty] | Yes
102962 | University of Toronto - Saint George | TRUE | TRUE | FALSE | FALSE | University of Toronto |  | Toronto | ON | 43.926 | -79.11 | operating | 1912 |  | 2017 | 221 |  |  | large | Yes | Yes |  | Yes |  |  | Yes |  |  |  |  | CEEDC Cogen survey 2019 | http://www.fs.utoronto.ca/wp-content/uploads/2015/12/centennialarticle_university_of_toronto_districtenergysystem.pdf | 6 | 83.31 | 43697 | 109058 | 0.25 |  | Yes | 7200 | 1 | SCGT |  | 6 | 83.31 | 43697 | 109058 | Yes | Yes | Yes | [14 empty] | Yes | 1486329.92 | 68460.98 | [20 empty] | Yes | No | Yes | 98 |  | 98 | 12446759 |  | 12446759 | 15842 |  | 15842 | Yes |  | No |  |  |  | 12.97 |  | 70.34
102963 | University of Toronto - Mississauga | FALSE | TRUE | FALSE | FALSE |  |  | Toronto | ON | 43.927 | -79.109 | operating |  |  | 2017 |  |  |  | Large | [28 empty] | Yes
102964 | Vaughan Road Academy | FALSE | FALSE | TRUE | FALSE | TSPS (Portfolio 2) LP |  | Toronto | ON | 43.928 | -79.108 | operating | 2015 |  | 2017 | [15 empty] | IESO Active Generation Contract List 3476 |  | 0.168 | [28 empty] | Yes
102965 | Victoria Park Collegiate Institute | FALSE | FALSE | TRUE | FALSE | TSPS (Portfolio 1) LP |  | Toronto | ON | 43.929 | -79.107 | operating | 2015 |  | 2017 | [15 empty] | IESO Active Generation Contract List 2420 |  | 0.424 | [28 empty] | Yes
102966 | West Glen JS | FALSE | FALSE | TRUE | FALSE | TSPS (Portfolio 2) LP |  | Toronto | ON | 43.93 | -79.106 | operating | 2016 |  | 2017 | [15 empty] | IESO Active Generation Contract List 3830 |  | 0.108 | [28 empty] | Yes
102967 | West Hill CI | FALSE | FALSE | TRUE | FALSE | TSPS (Portfolio 1) LP |  | Toronto | ON | 43.931 | -79.105 | operating | 2015 |  | 2017 | [15 empty] | IESO Active Generation Contract List 3215 |  | 0.22 | [28 empty] | Yes
102968 | West Humber JMS | FALSE | FALSE | TRUE | FALSE | TSPS (Portfolio 1) LP |  | Toronto | ON | 43.932 | -79.104 | operating | 2015 |  | 2017 | [15 empty] | IESO Active Generation Contract List 3258 |  | 0.2024 | [28 empty] | Yes
102969 | Westview Centennial SS | FALSE | FALSE | TRUE | FALSE | TSPS (Portfolio 1) LP |  | Toronto | ON | 43.933 | -79.103 | operating | 2015 |  | 2017 | [15 empty] | IESO Active Generation Contract List 2360 |  | 0.5 | [28 empty] | Yes
102970 | Wexford CI | FALSE | FALSE | TRUE | FALSE | TSPS (Portfolio 1) LP |  | Toronto | ON | 43.934 | -79.102 | operating | 2016 |  | 2017 | [15 empty] | IESO Active Generation Contract List 3377 |  | 0.192 | [28 empty] | Yes
102971 | William G Davis Jr PS | FALSE | FALSE | TRUE | FALSE | TSPS (Portfolio 2) LP |  | Toronto | ON | 43.935 | -79.101 | operating | 2016 |  | 2017 | [15 empty] | IESO Active Generation Contract List 3661 |  | 0.136 | [28 empty] | Yes
102972 | Woburn Jr PS | FALSE | FALSE | TRUE | FALSE | TSPS (Portfolio 1) LP |  | Toronto | ON | 43.936 | -79.1 | operating | 2015 |  | 2017 | [15 empty] | IESO Active Generation Contract List 3809 |  | 0.1128 | [28 empty] | Yes
102973 | Woodbine JHS | FALSE | FALSE | TRUE | FALSE | TSPS (Portfolio 2) LP |  | Toronto | ON | 43.937 | -79.099 | operating | 2016 |  | 2017 | [15 empty] | IESO Active Generation Contract List 3636 |  | 0.144 | [28 empty] | Yes
102974 | York Mills CI | FALSE | FALSE | TRUE | FALSE | TSPS (Portfolio 1) LP |  | Toronto | ON | 43.938 | -79.098 | operating | 2015 |  | 2017 | [15 empty] | IESO Active Generation Contract List 3154 |  | 0.24 | [28 empty] | Yes
102975 | York University | TRUE | TRUE | FALSE | FALSE | York University |  | Toronto | ON | 43.939 | -79.097 | operating | 1965 |  | 2017 | 221 |  |  | Large | [11 empty] | CEEDC Cogen survey 2019 |  | 10 | 7.03 |  | 58600 |  |  | Yes |  | 1 | SCGT |  | 10 | 7.03 |  | 58600 | Yes
102976 | Yorkdale SS | FALSE | FALSE | TRUE | FALSE | TSPS (Portfolio 1) LP |  | Toronto | ON | 43.94 | -79.096 | operating | 2015 |  | 2017 | [15 empty] | IESO Active Generation Contract List 3226 |  | 0.2176 | [28 empty] | Yes
102978 | YWCA Elm Centre | FALSE | FALSE | TRUE | FALSE |  |  | Toronto | ON | 43.941 | -79.095 | operating | [18 empty] | http://www.geoxergy.com/ywca-elm-centre/ | [23 empty] | Yes
102979 | Zion Heights JHS | FALSE | FALSE | TRUE | FALSE | TSPS (Portfolio 2) LP |  | Toronto | ON | 43.942 | -79.094 | operating | 2016 |  | 2017 | [15 empty] | IESO Active Generation Contract List 3663 |  | 0.136 | [28 empty] | Yes
102980 | Lee 1 | FALSE | FALSE | TRUE | FALSE | Peterborough Solar Projects Corp. |  | Tory Hill | ON | 44.973 | -78.275 | operating | 2016 |  | 2017 | [15 empty] | IESO Active Generation Contract List 2196 |  | 0.5 | [28 empty] | Yes
102981 | Lee 3 | FALSE | FALSE | TRUE | FALSE | Peterborough Solar Projects Corp. |  | Tory Hill | ON | 44.974 | -78.274 | operating | 2016 |  | 2017 | [15 empty] | IESO Active Generation Contract List 2197 |  | 0.5 | [28 empty] | Yes
102982 | Lee 5 | FALSE | FALSE | TRUE | FALSE | Peterborough Solar Projects Corp. |  | Tory Hill | ON | 44.975 | -78.273 | operating | 2016 |  | 2017 | [15 empty] | IESO Active Generation Contract List 2198 |  | 0.5 | [28 empty] | Yes
102983 | McCrea | FALSE | FALSE | TRUE | FALSE | Peterborough Solar Projects Corp. |  | Tory Hill | ON | 44.976 | -78.272 | operating | 2017 |  | 2017 | [15 empty] | IESO Active Generation Contract List 2211 |  | 0.5 | [28 empty] | Yes
102984 | Norus Solar 1 | FALSE | FALSE | TRUE | FALSE | 1505010 Ontario Ltd. |  | Tottenham | ON | 44.022 | -79.806 | operating | 2012 |  | 2017 | [15 empty] | IESO Active Generation Contract List 2735 |  | 0.25 | [28 empty] | Yes
102985 | Tottenham Arena & Community Centre | FALSE | FALSE | TRUE | FALSE | Sologix Clean Energy Corp. |  | Tottenham | ON | 44.023 | -79.805 | operating | 2016 |  | 2017 | [15 empty] | IESO Active Generation Contract List 3097 |  | 0.25 | [28 empty] | Yes
102986 | Whittington Wind Farm | FALSE | FALSE | TRUE | FALSE | wpd Canada |  | Township of Amaranth | ON | 43.951 | -80.225 | operating | 2014 |  | 2017 | [15 empty] | CanWEA |  | 6.15 |  | 15972.3 | [28 empty] | Yes
102987 | Crowe Bay | FALSE | FALSE | TRUE | FALSE | Hydro One |  | Trent Canal | ON | 44.121 | -77.593 | operating | 1908 |  | 2017 | 913 | [14 empty] | Statistics Canada. Electric Power Generating Stations, 2000. |  | 2 | [29 empty] | Yes
102988 | Auburn Generating Station | FALSE | FALSE | TRUE | FALSE | Ontario Power Generation Inc. |  | Trent River | ON | 44.203 | -77.699 | operating | 1911 |  | 2017 | 221 | [14 empty] | http://www.opg.com/ops/H_locations.asp#SmallHydro. Statistics Canada. Electric Power Generating Stations, 2000. |  | 2 | [29 empty] | Yes
102989 | Frankford | FALSE | FALSE | TRUE | FALSE | Ontario Power Generation Inc. |  | Trent River | ON | 44.204 | -77.698 | operating | 1913 |  | 2017 | 2211 | [14 empty] | http://www.opg.com/ops/H_locations.asp#SmallHydro. Statistics Canada. Electric Power Generating Stations, 2000. |  | 3 | [29 empty] | Yes
102990 | Hagues Reach | FALSE | FALSE | TRUE | FALSE | Ontario Power Generation Inc. |  | Trent River | ON | 44.205 | -77.697 | operating | 1925 |  | 2017 | 2211 | [14 empty] | http://www.opg.com/generating-power/hydro/central-ontario/Pages/hagues-reach-station.aspx |  | 4 | [29 empty] | Yes
102991 | Healey Falls Generating Station | FALSE | FALSE | TRUE | FALSE | Ontario Power Generation Inc. |  | Trent River | ON | 44.206 | -77.696 | operating | 1913 |  | 2017 | 221 | [14 empty] | http://www.opg.com/ops/H_locations.asp#SmallHydro. Statistics Canada. Electric Power Generating Stations, 2000. |  | 18 | [29 empty] | Yes
102992 | Lakefield | FALSE | FALSE | TRUE | FALSE | Ontario Power Generation Inc. |  | Trent River | ON | 44.207 | -77.695 | operating | 1928 |  | 2017 | 221 | [14 empty] | http://www.opg.com/generating-power/hydro/central-ontario/Pages/lakefield-station.aspx |  | 2 | [29 empty] | Yes
102993 | Meyersburg | FALSE | FALSE | TRUE | FALSE | Ontario Power Generation Inc. |  | Trent River | ON | 44.208 | -77.694 | operating | 1924 |  | 2017 | 221 | [14 empty] | http://www.opg.com/generating-power/hydro/central-ontario/Pages/meyersburg-station.aspx |  | 5 | [29 empty] | Yes
102994 | Ranney Falls | FALSE | FALSE | TRUE | FALSE | Ontario Power Generation Inc. |  | Trent River | ON | 44.209 | -77.693 | operating | 1922 |  | 2017 | 221 | [14 empty] | http://www.opg.com/generating-power/hydro/central-ontario/Pages/ranney-falls-station.aspx |  | 10 | [29 empty] | Yes
102995 | Seymour Generating Station | FALSE | FALSE | TRUE | FALSE | Ontario Power Generation Inc. |  | Trent River | ON | 44.21 | -77.692 | operating | 1909 |  | 2017 | 221 | [14 empty] | http://www.opg.com/generating-power/hydro/central-ontario/Pages/seymour-station.aspx |  | 6 | [29 empty] | Yes
102996 | Sidney Generating Station | FALSE | FALSE | TRUE | FALSE | Ontario Power Generation Inc. |  | Trent River | ON | 44.211 | -77.691 | operating | 1911 |  | 2017 | 221 | [14 empty] | http://www.opg.com/generating-power/hydro/central-ontario/Pages/sidney-station.aspx |  | 4 | [29 empty] | Yes
102997 | Sills Island Generating Station | FALSE | FALSE | TRUE | FALSE | Ontario Power Generation Inc. |  | Trent River | ON | 44.212 | -77.69 | operating | 1900 |  | 2017 | 221 | [14 empty] | http://www.opg.com/generating-power/hydro/central-ontario/Pages/sills-island-station.aspx |  | 2 | [29 empty] | Yes
102998 | CFB Trenton | FALSE | TRUE | FALSE | FALSE | Department of National Defense |  | Trenton | ON | 44.102 | -77.575 | operating | 1938 |  | 2017 | 9111 |  |  | Small | [10 empty] | Yes | CEEDC DE Survey 2019 | [16 empty] | Yes |  | Yes | [37 empty] | Yes | No | No |  |  |  | 1117463.32 | [8 empty] | No |  |  | 18.17
102999 | FRC 250 | FALSE | FALSE | TRUE | FALSE | 1382839 Ontario Inc. |  | Trenton | ON | 44.103 | -77.574 | operating | 2011 |  | 2017 | [15 empty] | IESO Active Generation Contract List 2683 |  | 0.25 | [28 empty] | Yes
103000 | Glen Miller | FALSE | FALSE | TRUE | FALSE | Innergex Inc. |  | Trenton | ON | 44.104 | -77.573 | operating | 2005 |  | 2017 | 221 | [14 empty] | http://www.innergex.com/en/sites/# |  | 8 | [29 empty] | Yes
103001 | Pines Stor & Lok | FALSE | FALSE | TRUE | FALSE | BP Investment and Property Management Ltd. |  | Trenton | ON | 44.105 | -77.572 | operating | 2012 | [17 empty] | IESO Active Generation Contract List 3568 |  | 0.15 | [28 empty] | Yes
103002 | Quite West: North Murray Business Park #1 | FALSE | FALSE | TRUE | FALSE | 1382839 Ontario Inc. |  | Trenton | ON | 44.106 | -77.571 | operating | 2013 |  | 2017 | [15 empty] | IESO Active Generation Contract List 2815 |  | 0.25 | [28 empty] | Yes
103003 | Quite West: North Murray Business Park #2 | FALSE | FALSE | TRUE | FALSE | 1382839 Ontario Inc. |  | Trenton | ON | 44.107 | -77.57 | operating | 2013 |  | 2017 | [15 empty] | IESO Active Generation Contract List 2580 |  | 0.25 | [28 empty] | Yes
103004 | St. Paul Catholic High School | FALSE | FALSE | TRUE | FALSE | Hastings - Prince Edward County Roman Catholic School Board |  | Trenton | ON | 44.108 | -77.569 | operating | 1988 |  |  | 6111 | [14 empty] | www.geo-exchange.ca/en/Pdf/Trenton%20ON.pdf | [23 empty] | Yes
103005 | Trent Valley/Toromont Trenton | TRUE | FALSE | FALSE | FALSE | Sonoco Products |  | Trenton | ON | 44.109 | -77.568 | operating | 2000 |  | 2015 | 221 | 7684 | [13 empty] | CEEDC Cogen survey 2019 | [16 empty] | Yes
103006 | Corkery Falls and Giesler Falls Generating Stations | FALSE | FALSE | TRUE | FALSE | Carlisle LP No. 1 |  | Trout Creek | ON | 45.987 | -79.36 | operating | 1990 |  | 2017 | 221 | [14 empty] | IESO Active Generation Contract List 2016 |  | 3.525 |  | 125000 | [27 empty] | Yes
103007 | EMP-6 NAPIER | FALSE | FALSE | TRUE | FALSE | 2387276 Ontario Inc. |  | Utopia | ON | 44.332 | -79.838 | operating | 2016 | [17 empty] | IESO Active Generation Contract List 3604 |  | 0.15 | [28 empty] | Yes
103008 | Rising Sun Solar Old Muskoka | FALSE | FALSE | TRUE | FALSE | Rising Sun Community Power Corp. |  | Utterson | ON | 45.211 | -79.329 | operating | 2016 |  | 2017 | [15 empty] | IESO Active Generation Contract List 2275 |  | 0.5 | [28 empty] | Yes
103009 | Rising Sun Solar Stephenson 8 | FALSE | FALSE | TRUE | FALSE | Rising Sun Community Power Corp. |  | Utterson | ON | 45.212 | -79.328 | operating | 2016 |  | 2017 | [15 empty] | IESO Active Generation Contract List 2276 |  | 0.5 | [28 empty] | Yes
103010 | Marsh Hill Solar Farm | FALSE | FALSE | TRUE | FALSE | Marsh Hill III LP |  | Uxbridge | ON | 44.109 | -79.12 | operating | 2015 |  | 2017 | [15 empty] | IESO Active Generation Contract List 2016 |  | 10 | [28 empty] | Yes
103011 | Penn Energy - Roseplain | FALSE | FALSE | TRUE | FALSE | Penn Energy Renewables Ltd. |  | Uxbridge | ON | 44.11 | -79.119 | operating | 2015 |  | 2017 | [15 empty] | http://www.pennenergyrenewables.com/solar-farms-ontario.html |  | 6.5 | [28 empty] | Yes
103012 | SPN 260 | FALSE | FALSE | TRUE | FALSE | SPN LP 4 |  | Val Caron | ON | 46.61 | -81.007 | operating | 2016 |  | 2017 | [15 empty] | IESO Active Generation Contract List 3177 |  | 0.23364 | [28 empty] | Yes
103013 | Owens Solar | FALSE | FALSE | TRUE | FALSE | Solaire Kapuskasing Solar Inc. |  | Val Rita | ON | 49.446 | -82.542 | operating | 2014 |  | 2017 | [15 empty] | IESO Active Generation Contract List 2364 |  | 0.49987 | [28 empty] | Yes
103014 | JAZZ MIIGWETCH II | FALSE | FALSE | TRUE | FALSE | Jazz Miigwetch I LP |  | Vars | ON | 45.356 | -75.353 | operating | 2016 |  | 2017 | [15 empty] | IESO Active Generation Contract List 2381 |  | 0.477 | [28 empty] | Yes
103015 | 120 Rodinea Road | FALSE | FALSE | TRUE | FALSE | Stellarbridge Management Inc. |  | Vaughan | ON | 43.837 | -79.508 | operating | 2014 |  | 2017 | [15 empty] | IESO Active Generation Contract List 2779 |  | 0.25 | [28 empty] | Yes
103016 | PS2012-033 | FALSE | FALSE | TRUE | FALSE | PowerStream Inc. |  | Vaughan | ON | 43.838 | -79.507 | operating | 2014 | [17 empty] | IESO Active Generation Contract List 3821 |  | 0.11 | [28 empty] | Yes
103017 | Vaughan Solar Park | FALSE | FALSE | TRUE | FALSE | Boralex Inc. |  | Vaughan | ON | 43.839 | -79.506 | operating | 2015 |  | 2017 | [15 empty] | http://www.boralex.com/projects/vaughan |  | 0.4 | [28 empty] | Yes
103018 | Villa Colombo - Di Poce Campus | TRUE | FALSE | FALSE | FALSE | Villa Colombo |  | Vaughan | ON | 43.84 | -79.505 | planned | 2007 |  | 2015 | 623 | [14 empty] | CEEDC Cogen survey 2019 |  | 0.335 | 0.41 |  |  |  |  | Yes |  | 1 |  |  | 0.335 | 0.41 |  |  | Yes
103019 | YCDSB - St. Joan of Arc CHS | FALSE | FALSE | TRUE | FALSE | Potentia Solar 7 LP |  | Vaughan | ON | 43.841 | -79.504 | operating | 2015 |  | 2017 | [15 empty] | IESO Active Generation Contract List 3174 |  | 0.235 | [28 empty] | Yes
103020 | Wabageshik | FALSE | FALSE | TRUE | FALSE | Inco Ltd. |  | Vermilion River | ON | 50.604 | -91.561 | operating | 1909 |  | 2017 | 212 | [14 empty] | Statistics Canada. Electric Power Generating Stations, 2000. |  | 4.14 |  | 23489.757 | [27 empty] | Yes
103021 | Dalaire_10021143 | FALSE | FALSE | TRUE | FALSE | Emile Michel Dalaire |  | Verner | ON | 46.41 | -80.123 | operating | 2016 |  | 2017 | [15 empty] | IESO Active Generation Contract List 3070 |  | 0.25 | [28 empty] | Yes
103022 | AAFC Research | TRUE | FALSE | FALSE | FALSE |  |  | Vineland | ON | 43.151 | -79.393 | operating | 1993 |  | 2015 | 611 | [14 empty] | CEEDC Cogen survey 2019 |  | 0.26 | 1.794 | 325 | 2242 | 0.8 |  | Yes |  | 1 | DE |  | 0.26 | 1.794 | 325 | 2242 | Yes | [17 empty] | 22446
103023 | Township of McGarry | FALSE | FALSE | TRUE | FALSE | Township of McGarry |  | Virginiatown | ON | 48.133 | -79.583 | operating | 2015 |  | 2017 | [15 empty] | IESO Active Generation Contract List 3648 |  | 0.14 | [28 empty] | Yes
103024 | Wainwright Falls | FALSE | FALSE | TRUE | FALSE | Regional Power Inc. |  | Wabigoon River | ON | 49.764 | -92.847 | operating | 1921 |  | 2017 | 221 | [14 empty] | Statistics Canada. Electric Power Generating Stations, 2000. |  | 1.1 | [29 empty] | Yes
103025 | McVittie Generating Station | FALSE | FALSE | TRUE | FALSE | Ontario Power Generation Inc. |  | Wahapitae River | ON | 46.488 | -80.778 | operating | 1912 |  | 2017 | 221 | [14 empty] | http://www.opg.com/ops/H_locations.asp#SmallHydro. Statistics Canada. Electric Power Generating Stations, 2000. |  | 3 | [29 empty] | Yes
103027 | Wainfleet Wind Farm | FALSE | FALSE | TRUE | FALSE | Wainfleet Wind Energy Inc. |  | Wainfleet | ON | 42.923 | -79.376 | operating | 2014 |  | 2017 | [15 empty] | CanWEA |  | 9 |  | 26000 | [28 empty] | Yes
103028 | Chimed Farms Solar | FALSE | FALSE | TRUE | FALSE | 2296168 Ontario Ltd. |  | Walkerton | ON | 44.131 | -81.151 | operating | 2011 |  | 2017 | [15 empty] | IESO Active Generation Contract List 2641 |  | 0.25 | [28 empty] | Yes
103029 | Wilhillea-PV Solar | FALSE | FALSE | TRUE | FALSE | LIFE Co-operative Inc. | Wilhillea Farms Ltd. | Walkerton | ON | 44.132 | -81.15 | operating | 2015 |  | 2017 | [15 empty] | IESO Active Generation Contract List 2892 |  | 0.25 | [28 empty] | Yes
103030 | 6800 Base Line | FALSE | FALSE | TRUE | FALSE | Agracity Ltd. |  | Wallaceburg | ON | 42.593 | -82.388 | operating | 2013 |  | 2017 | [15 empty] | IESO Active Generation Contract List 2726 |  | 0.25 | [28 empty] | Yes
103031 | 6850 Baseline Road | FALSE | FALSE | TRUE | FALSE | BrightRoof Solar LP |  | Wallaceburg | ON | 42.594 | -82.387 | operating | 2013 |  | 2017 | [15 empty] | IESO Active Generation Contract List 2760 |  | 0.25 | [28 empty] | Yes
103032 | FLT ENERGY INC WALLACEBURG | FALSE | FALSE | TRUE | FALSE | FLT ENERGY INC. |  | Wallaceburg | ON | 42.595 | -82.386 | operating | 2014 |  | 2017 | [15 empty] | IESO Active Generation Contract List 2440 |  | 0.4 | [28 empty] | Yes
103034 | SPN 333 | FALSE | FALSE | TRUE | FALSE | SPN LP 2 |  | Wallaceburg | ON | 42.596 | -82.385 | operating | 2016 |  | 2017 | [15 empty] | IESO Active Generation Contract List 2315 |  | 0.5 | [28 empty] | Yes
103035 | SPN 334 | FALSE | FALSE | TRUE | FALSE | SPN LP 2 |  | Wallaceburg | ON | 42.597 | -82.384 | operating | 2016 |  | 2017 | [15 empty] | IESO Active Generation Contract List 2386 |  | 0.46 | [28 empty] | Yes
103036 | SPN 528 | FALSE | FALSE | TRUE | FALSE | SPN LP 3 |  | Wallaceburg | ON | 42.598 | -82.383 | operating | 2016 |  | 2017 | [15 empty] | IESO Active Generation Contract List 3822 |  | 0.11 | [28 empty] | Yes
103037 | 2238673 Ontario Ltd. | FALSE | FALSE | TRUE | FALSE | 2238673 Ontario Ltd. |  | Wallacetown | ON | 42.635 | -81.465 | operating | 2014 |  | 2017 | [15 empty] | IESO Active Generation Contract List 2594 |  | 0.25 | [28 empty] | Yes
103038 | Coniston Generating Station | FALSE | FALSE | TRUE | FALSE | Ontario Power Generation Inc. |  | Wanapitei River | ON | 46.743 | -80.757 | operating | 1905 |  | 2017 | 2211 | [14 empty] | http://www.opg.com/ops/H_locations.asp#SmallHydro. Statistics Canada. Electric Power Generating Stations, 2000. |  | 4 | [29 empty] | Yes
103039 | Stinson Generating Station | FALSE | FALSE | TRUE | FALSE | Ontario Power Generation Inc. |  | Wanapitei River | ON | 46.744 | -80.756 | operating | 1925 |  | 2017 | 221 | [14 empty] | http://www.opg.com/generating-power/hydro/central-ontario/Pages/stinson-station.aspx |  | 5 | [29 empty] | Yes
103040 | Beacon Restaurant | FALSE | FALSE | TRUE | FALSE | The Beacon |  | Wasaga Beach | ON | 44.521 | -80.016 | operating |  |  |  | 722 | [14 empty] | WaterFurnace International, 800-222-5667 | [23 empty] | Yes
103041 | EMP-2315 FAIRGROUNDS | FALSE | FALSE | TRUE | FALSE | 2387276 Ontario Inc. |  | Wasaga Beach | ON | 44.522 | -80.015 | operating | 2016 |  | 2017 | [15 empty] | IESO Active Generation Contract List 2441 |  | 0.4 | [28 empty] | Yes
103042 | Aldershot Nursery | FALSE | FALSE | TRUE | FALSE | QS6 2012 LP |  | Waterdown | ON | 43.325 | -79.903 | operating | 2011 |  | 2017 | [15 empty] | IESO Active Generation Contract List 3369 |  | 0.194 | [28 empty] | Yes
103043 | Anita's Solar project | FALSE | FALSE | TRUE | FALSE | Langford Realty LP |  | Waterdown | ON | 43.326 | -79.902 | operating | 2014 |  | 2017 | [15 empty] | IESO Active Generation Contract List 2724 |  | 0.25 | [28 empty] | Yes
103044 | Cecil's rooftop FIT | FALSE | FALSE | TRUE | FALSE | 2357438 Ontario Inc. |  | Waterdown | ON | 43.327 | -79.901 | operating | 2013 |  | 2017 | [15 empty] | IESO Active Generation Contract List 2721 |  | 0.25 | [28 empty] | Yes
103045 | SPN 264 | FALSE | FALSE | TRUE | FALSE | SPN LP 3 |  | Waterdown | ON | 43.328 | -79.9 | operating | 2016 |  | 2017 | [15 empty] | IESO Active Generation Contract List 3205 |  | 0.22454 | [28 empty] | Yes
103046 | WATERDOWN DHS SOLAR PV PROJECT | FALSE | FALSE | TRUE | FALSE | Hamilton Wentworth District School Board |  | Waterdown | ON | 43.329 | -79.899 | operating | 2012 |  | 2017 | [15 empty] | IESO Active Generation Contract List 3844 |  | 0.101 | [28 empty] | Yes
103047 | 10021049_Lee | FALSE | FALSE | TRUE | FALSE | Robert Stuart Lee | Estate of George Martyn Lee | Waterford | ON | 42.932 | -80.29 | operating | 2016 |  | 2017 | [15 empty] | IESO Active Generation Contract List 3005 |  | 0.25 | [28 empty] | Yes
103048 | Miles_10021161 | FALSE | FALSE | TRUE | FALSE | Kevin Keith Miles |  | Waterford | ON | 42.933 | -80.289 | operating | 2016 |  | 2017 | [15 empty] | IESO Active Generation Contract List 3038 |  | 0.25 | [28 empty] | Yes
103049 | #251 400 Weber Street North, Waterloo | FALSE | FALSE | TRUE | FALSE | AMP1 |  | Waterloo | ON | 43.464 | -80.52 | operating | 2013 |  | 2017 | [15 empty] | IESO Active Generation Contract List 2604 |  | 0.25 | [28 empty] | Yes
103050 | #674 656 Erb Street West, Waterloo | FALSE | FALSE | TRUE | FALSE | AMP1 |  | Waterloo | ON | 43.465 | -80.519 | operating | 2013 |  | 2017 | [15 empty] | IESO Active Generation Contract List 3198 |  | 0.225 | [28 empty] | Yes
103051 | (C39) Zehrs Davenport Road | FALSE | FALSE | TRUE | FALSE | Firelight Solar LP |  | Waterloo | ON | 43.466 | -80.518 | operating | 2013 |  | 2017 | [15 empty] | IESO Active Generation Contract List 2696 |  | 0.25 | [28 empty] | Yes
103052 | 600 Weber Street | FALSE | FALSE | TRUE | FALSE | Marsland Center Ltd. |  | Waterloo | ON | 43.467 | -80.517 | operating | 2012 |  | 2017 | [15 empty] | IESO Active Generation Contract List 3268 |  | 0.2 | [28 empty] | Yes
103053 | 640 Conrad Place | FALSE | FALSE | TRUE | FALSE | Tibon Management Inc. |  | Waterloo | ON | 43.468 | -80.516 | operating | 2012 |  | 2017 | [15 empty] | IESO Active Generation Contract List 2693 |  | 0.25 | [28 empty] | Yes
103054 | 660 Superior Dr (Salus Marine Wear) | FALSE | FALSE | TRUE | FALSE | CEDC SALUS SUNSHARE JV |  | Waterloo | ON | 43.469 | -80.515 | operating | 2015 |  | 2017 | [15 empty] | IESO Active Generation Contract List 3496 |  | 0.16 | [28 empty] | Yes
103055 | H06-600 KING | FALSE | FALSE | TRUE | FALSE | MOM II LP |  | Waterloo | ON | 43.47 | -80.514 | operating | 2014 |  | 2017 | [15 empty] | IESO Active Generation Contract List 2611 |  | 0.25 | [28 empty] | Yes
103056 | MLT-560A PARKSIDE | FALSE | FALSE | TRUE | FALSE |  |  | Waterloo | ON | 43.471 | -80.513 | operating | 2016 | [17 empty] | IESO Active Generation Contract List 3347 |  | 0.2 | [28 empty] | Yes
103057 | MLT-560D PARKSIDE | FALSE | FALSE | TRUE | FALSE | 2387281 Ontario Inc. |  | Waterloo | ON | 43.472 | -80.512 | operating | 2016 |  | 2017 | [15 empty] | IESO Active Generation Contract List 3034 |  | 0.25 | [28 empty] | Yes
103058 | MLT-560E PARKSIDE | FALSE | FALSE | TRUE | FALSE | 2387281 Ontario Inc. |  | Waterloo | ON | 43.473 | -80.511 | operating | 2016 |  | 2017 | [15 empty] | IESO Active Generation Contract List 3102 |  | 0.25 | [28 empty] | Yes
103059 | Northland 147 | FALSE | FALSE | TRUE | FALSE | 147 Bathurst Holdings Inc. |  | Waterloo | ON | 43.474 | -80.51 | operating | 2015 | [17 empty] | IESO Active Generation Contract List 3320 |  | 0.2 | [28 empty] | Yes
103060 | Northland 620 | FALSE | FALSE | TRUE | FALSE | Fischer Canada Stainless Steel Tubing Inc. |  | Waterloo | ON | 43.475 | -80.509 | operating | 2015 | [17 empty] | IESO Active Generation Contract List 3315 |  | 0.2 | [28 empty] | Yes
103061 | Schlegel LTC Solar | FALSE | FALSE | TRUE | FALSE | Schlegel Villages Inc. |  | Waterloo | ON | 43.476 | -80.508 | operating | 2016 | [17 empty] | IESO Active Generation Contract List 3349 |  | 0.2 | [28 empty] | Yes
103062 | St. David Catholic High School | FALSE | FALSE | TRUE | FALSE | Potentia Solar 6 LP |  | Waterloo | ON | 43.477 | -80.507 | operating | 2015 |  | 2017 | [15 empty] | IESO Active Generation Contract List 2911 |  | 0.25 | [28 empty] | Yes
103063 | St. Luke Catholic Elementary School | FALSE | FALSE | TRUE | FALSE | Potentia Solar 6 LP |  | Waterloo | ON | 43.478 | -80.506 | operating | 2015 |  | 2017 | [15 empty] | IESO Active Generation Contract List 3312 |  | 0.2 | [28 empty] | Yes
103064 | St. Matthew Catholic Elementary School | FALSE | FALSE | TRUE | FALSE | Potentia Solar 6 LP |  | Waterloo | ON | 43.479 | -80.505 | operating | 2015 |  | 2017 | [15 empty] | IESO Active Generation Contract List 3720 |  | 0.132 | [28 empty] | Yes
103065 | St. Nicholas Catholic Elementary School | FALSE | FALSE | TRUE | FALSE | Potentia Solar 6 LP |  | Waterloo | ON | 43.48 | -80.504 | operating | 2015 |  | 2017 | [15 empty] | IESO Active Generation Contract List 3647 |  | 0.14 | [28 empty] | Yes
103066 | Roder Farm A | FALSE | FALSE | TRUE | FALSE | Solarize Energy (2011) Inc. |  | Watford | ON | 42.956 | -81.88 | operating | 2013 |  | 2017 | [15 empty] | IESO Active Generation Contract List 3118 |  | 0.2495 | [28 empty] | Yes
103067 | Roder Farm B | FALSE | FALSE | TRUE | FALSE | Solarize Energy (2011) Inc. |  | Watford | ON | 42.957 | -81.879 | operating | 2013 |  | 2017 | [15 empty] | IESO Active Generation Contract List 3124 |  | 0.2495 | [28 empty] | Yes
103068 | Warwick Business Park | FALSE | FALSE | TRUE | FALSE | Real-Flex Solar 5 Corp. |  | Watford | ON | 42.958 | -81.878 | operating | 2014 |  | 2017 | [15 empty] | IESO Active Generation Contract List 2813 |  | 0.25 | [28 empty] | Yes
103069 | (C51) Zehrs Niagara Street North | FALSE | FALSE | TRUE | FALSE | Firelight Solar LP |  | Welland | ON | 42.992 | -79.248 | operating | 2013 |  | 2017 | [15 empty] | IESO Active Generation Contract List 2625 |  | 0.25 | [28 empty] | Yes
103070 | 158 Primeway Dr. | FALSE | FALSE | TRUE | FALSE | MOM I LP |  | Welland | ON | 42.993 | -79.247 | operating | 2013 |  | 2017 | [15 empty] | IESO Active Generation Contract List 2823 |  | 0.25 | [28 empty] | Yes
103071 | 570 River Road | FALSE | FALSE | TRUE | FALSE | Corporation of Welland |  | Welland | ON | 42.994 | -79.246 | operating | 2012 |  | 2017 | [15 empty] | IESO Active Generation Contract List 2852 |  | 0.25 | [28 empty] | Yes
103072 | Welland Ridge Solar | FALSE | FALSE | TRUE | FALSE | SunE Welland Ridge LP |  | Welland | ON | 42.995 | -79.245 | operating | 2014 |  | 2017 | [15 empty] | http://whiteconstruction.com/portfolio/item/welland-solar/ |  | 10 | [28 empty] | Yes
103073 | Decew Falls I Generating Station | FALSE | FALSE | TRUE | FALSE | Ontario Power Generation Inc. |  | Welland Canal | ON | 43.057 | -79.211 | operating | 1898 |  | 2017 | 2211 | [14 empty] | Statistics Canada. Electric Power Generating Stations, 2000. |  | 23 | [29 empty] | Yes
103074 | Decew Falls II Generating Station | FALSE | FALSE | TRUE | FALSE | Ontario Power Generation Inc. |  | Welland Canal | ON | 43.058 | -79.21 | operating | 1943 |  | 2017 | 2211 | [14 empty] | Statistics Canada. Electric Power Generating Stations, 2000. |  | 144 | [29 empty] | Yes
103075 | Welland Canal Weir Generating Stations | FALSE | FALSE | TRUE | FALSE | St. Lawrence Seaway Authority |  | Welland Canal | ON | 43.059 | -79.209 | operating | 1932 |  | 2017 | 483 | [14 empty] | Statistics Canada. Electric Power Generating Stations, 2000. |  | 12 |  | 39000 | [27 empty] | Yes
103076 | 1000 Maple Leaf St (Wellesley Arena) | FALSE | FALSE | TRUE | FALSE | CEDC WELLESLEY SUNSHARE JV |  | Wellesley | ON | 43.532 | -80.766 | operating | 2016 |  | 2017 | [15 empty] | IESO Active Generation Contract List 2527 |  | 0.3 | [28 empty] | Yes
103077 | 1315 Hutchison Rd (Leis Pet) | FALSE | FALSE | TRUE | FALSE | 2047722 Ontario Inc. | Community Energy Development Co-operative Ltd. | Wellesley | ON | 43.533 | -80.765 | operating | 2016 |  | 2017 | [15 empty] | IESO Active Generation Contract List 3074 |  | 0.25 | [28 empty] | Yes
103078 | Conestogo Wind Energy Centre | FALSE | FALSE | TRUE | FALSE | Conestogo Wind LP |  | Wellington County | ON | 43.78 | -80.544 | operating | 2012 |  | 2017 | 2211 | [14 empty] | CanWEA |  | 22.921 | [30 empty] | Yes
103079 | HAF Energy | FALSE | FALSE | TRUE | FALSE | Vineland Power |  | West Lincoln | ON | 43.049 | -79.605 | operating | 2014 |  | 2017 | [15 empty] | CanWEA |  | 9 |  | 26000 | [28 empty] | Yes
103080 | 215 Gilbert | FALSE | FALSE | TRUE | FALSE | SunEdison DG Operating Holdings-2, LLC |  | West Lorne | ON | 42.604 | -81.607 | operating | 2011 |  | 2017 | [15 empty] | IESO Active Generation Contract List 2719 |  | 0.25 | [28 empty] | Yes
103081 | 8739 North | FALSE | FALSE | TRUE | FALSE | Sunnyside Power Company Inc. |  | Westport | ON | 44.678 | -76.4 | operating | 2013 |  | 2017 | [15 empty] | IESO Active Generation Contract List 2832 |  | 0.25 | [28 empty] | Yes
103082 | 8739 South | FALSE | FALSE | TRUE | FALSE | Sunnyside Power Company Inc. |  | Westport | ON | 44.679 | -76.399 | operating | 2013 |  | 2017 | [15 empty] | IESO Active Generation Contract List 2843 |  | 0.25 | [28 empty] | Yes
103083 | SunE Newboro 1 | FALSE | FALSE | TRUE | FALSE | SunE Ray LP |  | Westport | ON | 44.68 | -76.398 | operating | 2014 |  | 2017 | [15 empty] | http://www.res-americas.com/en/portfolio/solar/constructed/newboro-i-solar |  | 10 | [28 empty] | Yes
103084 | SunE Newboro 4 | FALSE | FALSE | TRUE | FALSE | SunE Newboro 4 LP |  | Westport | ON | 44.681 | -76.397 | operating | 2014 |  | 2017 | [15 empty] | http://www.res-americas.com/en/portfolio/solar/constructed/newboro-iv-solar |  | 10 | [28 empty] | Yes
103085 | CFC Warehouse Solar PV Project | FALSE | FALSE | TRUE | FALSE | CFC Warehouse & Distribution Inc. |  | Wheatley | ON | 42.095 | -82.463 | operating | 2015 |  | 2017 | [15 empty] | IESO Active Generation Contract List 2885 |  | 0.25 | [28 empty] | Yes
103086 | SPN 532 | FALSE | FALSE | TRUE | FALSE | SPN LP 3 |  | Wheatley | ON | 42.096 | -82.462 | operating | 2016 |  | 2017 | [15 empty] | IESO Active Generation Contract List 2460 |  | 0.36273 | [28 empty] | Yes
103087 | #187 155 CONSUMERS DRIVE, WHITBY | FALSE | FALSE | TRUE | FALSE | AMP1 |  | Whitby | ON | 43.898 | -78.943 | operating | 2013 |  | 2017 | [15 empty] | IESO Active Generation Contract List 2797 |  | 0.25 | [28 empty] | Yes
103088 | (C3) Real Canadian Superstore Taunton Road West | FALSE | FALSE | TRUE | FALSE | Northland Power Rooftop Solar I Partnership |  | Whitby | ON | 43.899 | -78.942 | operating | 2011 |  | 2017 | [15 empty] | IESO Active Generation Contract List 2413 |  | 0.43381 | [28 empty] | Yes
103089 | 105 Industrial Drive | FALSE | FALSE | TRUE | FALSE | Nautilus Green Energy 6 LP |  | Whitby | ON | 43.9 | -78.941 | operating | 2015 |  | 2017 | [15 empty] | IESO Active Generation Contract List 3308 |  | 0.2 | [28 empty] | Yes
103090 | 1400 Victoria Street | FALSE | FALSE | TRUE | FALSE | TerraForm MP Solar, LLC |  | Whitby | ON | 43.901 | -78.94 | operating | 2014 |  | 2017 | [15 empty] | IESO Active Generation Contract List 2039 |  | 0.5 | [28 empty] | Yes
103091 | 1655 Tricont | FALSE | FALSE | TRUE | FALSE | Nautilus Green Energy Co-operative of Ontario LP |  | Whitby | ON | 43.902 | -78.939 | operating | 2015 |  | 2017 | [15 empty] | IESO Active Generation Contract List 2924 |  | 0.25 | [28 empty] | Yes
103092 | 4100 Garden St Whitby | FALSE | FALSE | TRUE | FALSE | MOM Solar LP |  | Whitby | ON | 43.903 | -78.938 | operating | 2012 |  | 2017 | [15 empty] | IESO Active Generation Contract List 2614 |  | 0.25 | [28 empty] | Yes
103093 | Atlantic Packaging | TRUE | FALSE | FALSE | FALSE |  |  | Whitby | ON | 43.904 | -78.937 | operating |  |  |  | 322 | [14 empty] | CEEDC Cogen survey 2019 |  | 50 | [5 empty] | Yes |  | 1 | SCGT |  | 50
103094 | Atlantic Packaging - 1900 Thickson Rd | FALSE | FALSE | TRUE | FALSE | Atlantic Packaging Products Ltd. |  | Whitby | ON | 43.905 | -78.936 | operating | [18 empty] | IESO Active Generation Contract List 2095 |  | 0.5 | [28 empty] | Yes
103095 | H06-1700 VICTORIA | FALSE | FALSE | TRUE | FALSE | Ozz Solar International Inc. |  | Whitby | ON | 43.906 | -78.935 | operating | 2015 |  | 2017 | [15 empty] | IESO Active Generation Contract List 2574 |  | 0.25 | [28 empty] | Yes
103096 | H06-4200 Garden | FALSE | FALSE | TRUE | FALSE | MOM Solar LP |  | Whitby | ON | 43.907 | -78.934 | operating | 2012 |  | 2017 | [15 empty] | IESO Active Generation Contract List 2507 |  | 0.31 | [28 empty] | Yes
103097 | P08-1702 Tricont | FALSE | FALSE | TRUE | FALSE | 2320349 Ontario Ltd. |  | Whitby | ON | 43.908 | -78.933 | operating | 2015 |  | 2017 | [15 empty] | IESO Active Generation Contract List 2672 |  | 0.25 | [28 empty] | Yes
103098 | PPFD Solar | FALSE | FALSE | TRUE | FALSE | 1441677 Ontario Ltd. |  | Whitby | ON | 43.909 | -78.932 | operating | 2012 |  | 2017 | [15 empty] | IESO Active Generation Contract List 2267 |  | 0.5 | [28 empty] | Yes
103099 | White River Biomeg LP | TRUE | FALSE | FALSE | FALSE | White River Forest Products Ltd. |  | White River | ON | 48.594 | -85.275 | operating |  |  | 2015 | 322 | [14 empty] | CEEDC Cogen survey 2019 |  | 7.5 | [5 empty] | Yes |  | 1 |  |  | 7.5
103100 | Part lot # 1516 Concession 6 Williamsburg | FALSE | FALSE | TRUE | FALSE | Eco-Energy Reserves Inc. |  | Williamsburg | ON | 44.975 | -75.244 | operating | 2012 |  | 2017 | [15 empty] | IESO Active Generation Contract List 2864 |  | 0.25 | [28 empty] | Yes
103101 | Muskpka Solar LP - Ullswater | FALSE | FALSE | TRUE | FALSE | Muskoka Solar LP |  | Windermere | ON | 45.167 | -79.55 | operating | 2017 |  | 2017 | [15 empty] | IESO Active Generation Contract List 2224 |  | 0.5 | [28 empty] | Yes
103102 | #199 8505 Tecumseh Rd, Windsor | FALSE | FALSE | TRUE | FALSE | AMP1 |  | Windsor | ON | 42.315 | -83.036 | operating | 2013 |  | 2017 | [15 empty] | IESO Active Generation Contract List 2863 |  | 0.25 | [28 empty] | Yes
103103 | #236 4150 Walker Rd, Windsor | FALSE | FALSE | TRUE | FALSE | AMP1 |  | Windsor | ON | 42.316 | -83.035 | operating | 2013 |  | 2017 | [15 empty] | IESO Active Generation Contract List 2676 |  | 0.25 | [28 empty] | Yes
103104 | (C20) Real Canadian Superstore Dougall Square | FALSE | FALSE | TRUE | FALSE | Firelight Solar LP |  | Windsor | ON | 42.317 | -83.034 | operating | 2014 |  | 2017 | [15 empty] | IESO Active Generation Contract List 3665 |  | 0.135 | [28 empty] | Yes
103105 | (C21) Zehrs Great Food Tecumseh Street East | FALSE | FALSE | TRUE | FALSE | Firelight Solar LP |  | Windsor | ON | 42.318 | -83.033 | operating | 2013 |  | 2017 | [15 empty] | IESO Active Generation Contract List 2643 |  | 0.25 | [28 empty] | Yes
103106 | (C22) Zehrs Great Food Malden Road | FALSE | FALSE | TRUE | FALSE | Firelight Solar LP |  | Windsor | ON | 42.319 | -83.032 | operating | 2013 |  | 2017 | [15 empty] | IESO Active Generation Contract List 2572 |  | 0.25 | [28 empty] | Yes
103107 | (C46) Zehrs Great Food Manning Road | FALSE | FALSE | TRUE | FALSE | Firelight Solar LP |  | Windsor | ON | 42.32 | -83.031 | operating | 2013 |  | 2017 | [15 empty] | IESO Active Generation Contract List 2751 |  | 0.25 | [28 empty] | Yes
103108 | (C5) Real Canadian Superstore Walker Road | FALSE | FALSE | TRUE | FALSE | Firelight Solar LP |  | Windsor | ON | 42.321 | -83.03 | operating | 2013 |  | 2017 | [15 empty] | IESO Active Generation Contract List 2466 |  | 0.35 | [28 empty] | Yes
103109 | 100-500 Deziel 2 | FALSE | FALSE | TRUE | FALSE | Solar Income Fund LP (#2) |  | Windsor | ON | 42.322 | -83.029 | operating | 2014 |  | 2017 | [15 empty] | IESO Active Generation Contract List 3113 |  | 0.24971 | [28 empty] | Yes
103110 | 1030 Walker Road | FALSE | FALSE | TRUE | FALSE | Champion Products Corp. | Walkerville Commercial Centre Inc. | Windsor | ON | 42.323 | -83.028 | operating | 2014 |  | 2017 | [15 empty] | IESO Active Generation Contract List 2648 |  | 0.25 | [28 empty] | Yes
103111 | 1233893 Ontario Ltd. | FALSE | FALSE | TRUE | FALSE | N&G LP |  | Windsor | ON | 42.324 | -83.027 | operating | 2012 |  | 2017 | [15 empty] | IESO Active Generation Contract List 3192 |  | 0.2275 | [28 empty] | Yes
103112 | 1233910 Ontario Limited. | FALSE | FALSE | TRUE | FALSE | PowerStream Inc. |  | Windsor | ON | 42.325 | -83.026 | operating | 2012 |  | 2017 | [15 empty] | IESO Active Generation Contract List 3644 |  | 0.14134 | [28 empty] | Yes
103113 | 2010-041-01 | FALSE | FALSE | TRUE | FALSE | 2225788 Ontario Inc |  | Windsor | ON | 42.326 | -83.025 | operating | 2015 |  | 2017 | [15 empty] | IESO Active Generation Contract List 2900 |  | 0.25 | [28 empty] | Yes
103114 | 2010-128 | FALSE | FALSE | TRUE | FALSE | 2234532 Ontario Inc. |  | Windsor | ON | 42.327 | -83.024 | operating | 2014 |  | 2017 | [15 empty] | IESO Active Generation Contract List 3580 |  | 0.15 | [28 empty] | Yes
103115 | 2010-159-01 | FALSE | FALSE | TRUE | FALSE | City of Windsor |  | Windsor | ON | 42.328 | -83.023 | operating | 2015 |  | 2017 | [15 empty] | IESO Active Generation Contract List 2483 |  | 0.35 | [28 empty] | Yes
103116 | 2010-159-03 | FALSE | FALSE | TRUE | FALSE | The Corporation of the City of Windsor |  | Windsor | ON | 42.329 | -83.022 | operating | [18 empty] | IESO Active Generation Contract List 3045 |  | 0.25 | [28 empty] | Yes
103117 | 2010-159-04 | FALSE | FALSE | TRUE | FALSE | City of Windsor |  | Windsor | ON | 42.33 | -83.021 | operating | 2016 |  | 2017 | [15 empty] | IESO Active Generation Contract List 2045 |  | 0.5 | [28 empty] | Yes
103118 | 2010-159-05 | FALSE | FALSE | TRUE | FALSE | City of Windsor |  | Windsor | ON | 42.331 | -83.02 | operating | 2016 |  | 2017 | [15 empty] | IESO Active Generation Contract List 2046 |  | 0.5 | [28 empty] | Yes
103119 | 2018180 Ontario Ltd | FALSE | FALSE | TRUE | FALSE | PowerStream Inc. |  | Windsor | ON | 42.332 | -83.019 | operating | 2012 |  | 2017 | [15 empty] | IESO Active Generation Contract List 2688 |  | 0.25 | [28 empty] | Yes
103120 | 2900 St. Etienne Inc. | FALSE | FALSE | TRUE | FALSE | PowerStream Inc. |  | Windsor | ON | 42.333 | -83.018 | operating | 2012 |  | 2017 | [15 empty] | IESO Active Generation Contract List 2732 |  | 0.25 | [28 empty] | Yes
103121 | 3096 Devon Drive Solar | FALSE | FALSE | TRUE | FALSE | Solar Income Fund LP (#2) |  | Windsor | ON | 42.334 | -83.017 | operating | 2014 |  | 2017 | [15 empty] | IESO Active Generation Contract List 3707 |  | 0.13399 | [28 empty] | Yes
103122 | 3282 St. Etienne | FALSE | FALSE | TRUE | FALSE | 2413221 Ontario Inc. |  | Windsor | ON | 42.335 | -83.016 | operating | 2014 |  | 2017 | [15 empty] | IESO Active Generation Contract List 3827 |  | 0.108 | [28 empty] | Yes
103123 | 4350 Industrial Drive | FALSE | FALSE | TRUE | FALSE | OYPS (000879-4350 Industrial) LP |  | Windsor | ON | 42.336 | -83.015 | operating | 2013 |  | 2017 | [15 empty] | IESO Active Generation Contract List 2669 |  | 0.25 | [28 empty] | Yes
103124 | 538680 Ontario Limited | FALSE | FALSE | TRUE | FALSE | PowerStream Inc. |  | Windsor | ON | 42.337 | -83.014 | operating | 2014 |  | 2017 | [15 empty] | IESO Active Generation Contract List 3199 |  | 0.225 | [28 empty] | Yes
103125 | Active Mould & Design Limited | FALSE | FALSE | TRUE | FALSE | PowerStream Inc. |  | Windsor | ON | 42.338 | -83.013 | operating | 2014 |  | 2017 | [15 empty] | IESO Active Generation Contract List 2753 |  | 0.5 | [28 empty] | Yes
103127 | Bertoni Bros. Inc. | FALSE | FALSE | TRUE | FALSE | PowerStream Inc. |  | Windsor | ON | 42.339 | -83.012 | operating | 2015 |  | 2017 | [15 empty] | IESO Active Generation Contract List 3273 |  | 0.2 | [28 empty] | Yes
103128 | Dayton Manufacturing Co. Limited | FALSE | FALSE | TRUE | FALSE | PowerStream Inc. |  | Windsor | ON | 42.34 | -83.011 | operating | 2014 |  | 2017 | [15 empty] | IESO Active Generation Contract List 2121 |  | 0.5 | [28 empty] | Yes
103129 | Dayton Manufacturing Company Ltd | FALSE | FALSE | TRUE | FALSE | PowerStream Inc |  | Windsor | ON | 42.341 | -83.01 | operating | 2014 | [17 empty] | IESO Active Generation Contract List 3381 |  | 0.19 | [28 empty] | Yes
103130 | Dayton Manufacturing Company Ltd. | FALSE | FALSE | TRUE | FALSE | PowerStream Inc. |  | Windsor | ON | 42.342 | -83.009 | operating | 2014 |  | 2017 | [15 empty] | IESO Active Generation Contract List 2817 |  | 0.25 | [28 empty] | Yes
103131 | Windsor District Energy | FALSE | TRUE | FALSE | FALSE | Enwave Windsor |  | Windsor | ON | 42.343 | -83.008 | operating | 1996 |  | 2017 |  |  |  | large | Yes | Yes |  | Yes |  | Yes | [5 empty] | CIEEDAC DE Survey 2015 | http://www.opg.com/darlington-refurbishment/Documents/IntrinsikReport_GHG_OntarioPower.pdf | 34 | 50 |  | 79100 | [11 empty] | Yes | [16 empty] | Yes | [22 empty] | Yes | Yes | Yes | 10 | 10 | 10 | 9146000 | 9146000 | 18292000 | 3116 | 3116 | 6232 | Yes | Yes | Yes |  |  |  | 19.2 | 19.6 | 20.74 | 11900 | 31500 | 35700
103132 | Exkor Manufacturing | FALSE | FALSE | TRUE | FALSE | Linamar Corp. |  | Windsor | ON | 42.344 | -83.007 | operating | 2014 |  | 2017 | [15 empty] | IESO Active Generation Contract List 2595 |  | 0.25 | [28 empty] | Yes
103134 | GE006 | FALSE | FALSE | TRUE | FALSE | Reliant First Nation Limited Partnership |  | Windsor | ON | 42.345 | -83.006 | operating | [18 empty] | IESO Active Generation Contract List 3699 |  | 0.135 | [28 empty] | Yes
103135 | GE009 | FALSE | FALSE | TRUE | FALSE | Reliant First Nation Limited Partnership |  | Windsor | ON | 42.346 | -83.005 | operating | [18 empty] | IESO Active Generation Contract List 3469 |  | 0.17 | [28 empty] | Yes
103136 | GE011 | FALSE | FALSE | TRUE | FALSE | Reliant First Nation Limited Partnership |  | Windsor | ON | 42.347 | -83.004 | operating | [18 empty] | IESO Active Generation Contract List 3796 |  | 0.12 | [28 empty] | Yes
103137 | GE012 | FALSE | FALSE | TRUE | FALSE | Reliant First Nation Limited Partnership |  | Windsor | ON | 42.348 | -83.003 | operating | [18 empty] | IESO Active Generation Contract List 3379 |  | 0.192 | [28 empty] | Yes
103138 | GE014 | FALSE | FALSE | TRUE | FALSE | Reliant First Nation Limited Partnership |  | Windsor | ON | 42.349 | -83.002 | operating | [18 empty] | IESO Active Generation Contract List 3640 |  | 0.144 | [28 empty] | Yes
103139 | GE021 | FALSE | FALSE | TRUE | FALSE | Reliant First Nation Limited Partnership |  | Windsor | ON | 42.35 | -83.001 | operating | [18 empty] | IESO Active Generation Contract List 3458 |  | 0.174 | [28 empty] | Yes
103140 | GE022 | FALSE | FALSE | TRUE | FALSE | Reliant First Nation Limited Partnership |  | Windsor | ON | 42.351 | -83 | operating | [18 empty] | IESO Active Generation Contract List 3342 |  | 0.2 | [28 empty] | Yes
103141 | GE023 | FALSE | FALSE | TRUE | FALSE | Reliant First Nation LP |  | Windsor | ON | 42.352 | -82.999 | operating | 2014 |  | 2017 | [15 empty] | IESO Active Generation Contract List 2380 |  | 0.48 | [28 empty] | Yes
103142 | GE024 | FALSE | FALSE | TRUE | FALSE | Reliant First Nation Limited Partnership |  | Windsor | ON | 42.353 | -82.998 | operating | [18 empty] | IESO Active Generation Contract List 3603 |  | 0.15 | [28 empty] | Yes
103143 | GE025 | FALSE | FALSE | TRUE | FALSE | Reliant First Nation Limited Partnership |  | Windsor | ON | 42.354 | -82.997 | operating | [18 empty] | IESO Active Generation Contract List 3509 |  | 0.156 | [28 empty] | Yes
103144 | GE029 | FALSE | FALSE | TRUE | FALSE | Reliant First Nation Limited Partnership |  | Windsor | ON | 42.355 | -82.996 | operating | [18 empty] | IESO Active Generation Contract List 3234 |  | 0.211 | [28 empty] | Yes
103145 | GE037 | FALSE | FALSE | TRUE | FALSE | Reliant First Nation LP |  | Windsor | ON | 42.356 | -82.995 | operating | 2014 |  | 2017 | [15 empty] | IESO Active Generation Contract List 2543 |  | 0.275 | [28 empty] | Yes
103146 | GE040 | FALSE | FALSE | TRUE | FALSE | Reliant First Nation Limited Partnership |  | Windsor | ON | 42.357 | -82.994 | operating | [18 empty] | IESO Active Generation Contract List 3797 |  | 0.12 | [28 empty] | Yes
103147 | GE056 | FALSE | FALSE | TRUE | FALSE | Reliant First Nation Limited Partnership |  | Windsor | ON | 42.358 | -82.993 | operating | [18 empty] | IESO Active Generation Contract List 3815 |  | 0.112 | [28 empty] | Yes
103148 | GE062 | FALSE | FALSE | TRUE | FALSE | Reliant First Nation Limited Partnership |  | Windsor | ON | 42.359 | -82.992 | operating | [18 empty] | IESO Active Generation Contract List 3449 |  | 0.175 | [28 empty] | Yes
103149 | GE065B | FALSE | FALSE | TRUE | FALSE | Reliant First Nation LP |  | Windsor | ON | 42.36 | -82.991 | operating | 2014 |  | 2017 | [15 empty] | IESO Active Generation Contract List 2138 |  | 0.5 | [28 empty] | Yes
103150 | GE068 | FALSE | FALSE | TRUE | FALSE | Reliant First Nation Limited Partnership |  | Windsor | ON | 42.361 | -82.99 | operating | [18 empty] | IESO Active Generation Contract List 3495 |  | 0.16 | [28 empty] | Yes
103151 | H06-1925 DIVISION | FALSE | FALSE | TRUE | FALSE | MOM I LP |  | Windsor | ON | 42.362 | -82.989 | operating | 2014 |  | 2017 | [15 empty] | IESO Active Generation Contract List 2388 |  | 0.45 | [28 empty] | Yes
103152 | H06-6630 TECUMSEH | FALSE | FALSE | TRUE | FALSE | MOM II LP |  | Windsor | ON | 42.363 | -82.988 | operating | 2014 |  | 2017 | [15 empty] | IESO Active Generation Contract List 2519 |  | 0.3 | [28 empty] | Yes
103153 | Hiram Walker and Sons | TRUE | FALSE | FALSE | FALSE | Hiram Walker and Sons |  | Windsor | ON | 42.364 | -82.987 | operating | 1955 |  | 2015 | 312 | [14 empty] | CEEDC Cogen survey 2019 |  | 7.85 |  | 16013 |  |  |  | No |  | 3 | BPSTE |  | 7.85 |  | 16013
103154 | Homeland Non Profit Housing Complex Inc | FALSE | FALSE | TRUE | FALSE | PowerStream Inc |  | Windsor | ON | 42.365 | -82.986 | operating | 2014 | [17 empty] | IESO Active Generation Contract List 3672 |  | 0.135 | [28 empty] | Yes
103155 | ICHA 3 | FALSE | FALSE | TRUE | FALSE | Southwestern Alternative Energy Producers Inc. |  | Windsor | ON | 42.366 | -82.985 | operating | 2015 |  | 2017 | [15 empty] | IESO Active Generation Contract List 2564 |  | 0.25 | [28 empty] | Yes
103156 | J & J Dominion Collision Services Limited | FALSE | FALSE | TRUE | FALSE | PowerStream Inc |  | Windsor | ON | 42.367 | -82.984 | operating | 2014 | [17 empty] | IESO Active Generation Contract List 3750 |  | 0.125 | [28 empty] | Yes
103157 | Jamieson Laboratories Ltd. | FALSE | FALSE | TRUE | FALSE | PowerStream Inc. |  | Windsor | ON | 42.368 | -82.983 | operating | 2013 |  | 2017 | [15 empty] | IESO Active Generation Contract List 2183 |  | 0.5 | [28 empty] | Yes
103159 | Judricks Enterprises Limited Ground | FALSE | FALSE | TRUE | FALSE | Solar Income Fund LP (#5) |  | Windsor | ON | 42.369 | -82.982 | operating | 2014 |  | 2017 | [15 empty] | IESO Active Generation Contract List 2764 |  | 0.25 | [28 empty] | Yes
103160 | Metro Enterprises Inc. | FALSE | FALSE | TRUE | FALSE | PowerStream Inc. |  | Windsor | ON | 42.37 | -82.981 | operating | 2013 |  | 2017 | [15 empty] | IESO Active Generation Contract List 2407 |  | 0.44096 | [28 empty] | Yes
103161 | Mikhail 3 250 | FALSE | FALSE | TRUE | FALSE | 2452357 Ontario Ltd. |  | Windsor | ON | 42.371 | -82.98 | operating | 2014 |  | 2017 | [15 empty] | IESO Active Generation Contract List 2681 |  | 0.25 | [28 empty] | Yes
103162 | Rajason Associates Inc. | FALSE | FALSE | TRUE | FALSE | PowerStream Inc. |  | Windsor | ON | 42.372 | -82.979 | operating | 2014 |  | 2017 | [15 empty] | IESO Active Generation Contract List 2731 |  | 0.25 | [28 empty] | Yes
103163 | Rivard_Windsor_PV | FALSE | FALSE | TRUE | FALSE | Windsor Essex Community Housing Corporation |  | Windsor | ON | 42.373 | -82.978 | operating | 2014 | [17 empty] | IESO Active Generation Contract List 3778 |  | 0.12 | [28 empty] | Yes
103164 | Ronda Holdings | FALSE | FALSE | TRUE | FALSE | PowerStream Inc |  | Windsor | ON | 42.374 | -82.977 | operating | 2014 | [17 empty] | IESO Active Generation Contract List 3197 |  | 0.225 | [28 empty] | Yes
103165 | RS LaSalle | FALSE | FALSE | TRUE | FALSE | Nautilus Eagle Lake Solar I Limited Partnership |  | Windsor | ON | 42.375 | -82.976 | operating | 2015 | [17 empty] | IESO Active Generation Contract List 3300 |  | 0.2 | [28 empty] | Yes
103166 | RS Windsor | FALSE | FALSE | TRUE | FALSE | Nautilus Eagle Lake Solar I Limited Partnership |  | Windsor | ON | 42.376 | -82.975 | operating | 2015 | [17 empty] | IESO Active Generation Contract List 3445 |  | 0.175 | [28 empty] | Yes
103167 | SPN 016 | FALSE | FALSE | TRUE | FALSE | SPN LP 1 |  | Windsor | ON | 42.377 | -82.974 | operating | 2016 |  | 2017 | [15 empty] | IESO Active Generation Contract List 3649 |  | 0.14 | [28 empty] | Yes
103168 | SPN 154 | FALSE | FALSE | TRUE | FALSE | SPN LP 1 |  | Windsor | ON | 42.378 | -82.973 | operating | 2016 |  | 2017 | [15 empty] | IESO Active Generation Contract List 3591 |  | 0.15 | [28 empty] | Yes
103169 | SPN 160 | FALSE | FALSE | TRUE | FALSE | SPN LP 1 |  | Windsor | ON | 42.379 | -82.972 | operating | 2016 |  | 2017 | [15 empty] | IESO Active Generation Contract List 3739 |  | 0.13 | [28 empty] | Yes
103170 | SPN 174 | FALSE | FALSE | TRUE | FALSE | SPN LP 7 |  | Windsor | ON | 42.38 | -82.971 | operating | 2016 |  | 2017 | [15 empty] | IESO Active Generation Contract List 3355 |  | 0.2 | [28 empty] | Yes
103171 | SPN 231 | FALSE | FALSE | TRUE | FALSE | SPN LP 7 |  | Windsor | ON | 42.381 | -82.97 | operating | 2016 |  | 2017 | [15 empty] | IESO Active Generation Contract List 3740 |  | 0.13 | [28 empty] | Yes
103172 | SPN 248 | FALSE | FALSE | TRUE | FALSE | SPN LP 7 |  | Windsor | ON | 42.382 | -82.969 | operating | 2016 |  | 2017 | [15 empty] | IESO Active Generation Contract List 3328 |  | 0.2 | [28 empty] | Yes
103173 | SPN 335 | FALSE | FALSE | TRUE | FALSE | SPN LP 1 |  | Windsor | ON | 42.383 | -82.968 | operating | 2016 |  | 2017 | [15 empty] | IESO Active Generation Contract List 2540 |  | 0.28 | [28 empty] | Yes
103174 | SPN 338 | FALSE | FALSE | TRUE | FALSE | SPN LP 1 |  | Windsor | ON | 42.384 | -82.967 | operating | 2016 |  | 2017 | [15 empty] | IESO Active Generation Contract List 2498 |  | 0.33 | [28 empty] | Yes
103175 | SPN 341 | FALSE | FALSE | TRUE | FALSE | SPN LP 1 |  | Windsor | ON | 42.385 | -82.966 | operating | 2016 |  | 2017 | [15 empty] | IESO Active Generation Contract List 2316 |  | 0.5 | [28 empty] | Yes
103176 | SPN 342 | FALSE | FALSE | TRUE | FALSE | SPN LP 1 |  | Windsor | ON | 42.386 | -82.965 | operating | 2016 |  | 2017 | [15 empty] | IESO Active Generation Contract List 2416 |  | 0.43 | [28 empty] | Yes
103177 | SPN 369 | FALSE | FALSE | TRUE | FALSE | SPN LP 1 |  | Windsor | ON | 42.387 | -82.964 | operating | 2016 |  | 2017 | [15 empty] | IESO Active Generation Contract List 3471 |  | 0.17 | [28 empty] | Yes
103178 | SPN 370 | FALSE | FALSE | TRUE | FALSE | SPN LP 1 |  | Windsor | ON | 42.388 | -82.963 | operating | 2016 |  | 2017 | [15 empty] | IESO Active Generation Contract List 3607 |  | 0.15 | [28 empty] | Yes
103179 | SPN 509 | FALSE | FALSE | TRUE | FALSE | SPN LP 1 |  | Windsor | ON | 42.389 | -82.962 | operating | 2016 |  | 2017 | [15 empty] | IESO Active Generation Contract List 3494 |  | 0.16 | [28 empty] | Yes
103180 | SPV 1 E-Z-Y Way Self Storage | FALSE | FALSE | TRUE | FALSE | TerraForm MP Solar, LLC |  | Windsor | ON | 42.39 | -82.961 | operating | 2014 |  | 2017 | [15 empty] | IESO Active Generation Contract List 2837 |  | 0.25 | [28 empty] | Yes
103181 | SunEdison ON-12-0280 | FALSE | FALSE | TRUE | FALSE | Dundee Industrial Solar LP |  | Windsor | ON | 42.391 | -82.96 | operating | 2015 |  | 2017 | [15 empty] | IESO Active Generation Contract List 2439 |  | 0.4 | [28 empty] | Yes
103182 | Tecumseh Arena Solar PV Project | FALSE | FALSE | TRUE | FALSE | Essex Energy Corp. |  | Windsor | ON | 42.392 | -82.959 | operating | 2010 |  | 2017 | [15 empty] | IESO Active Generation Contract List 2352 |  | 0.5 | [28 empty] | Yes
103183 | Turn The Boat Around Solar System | FALSE | FALSE | TRUE | FALSE | 2030 North Talbot Road Inc. |  | Windsor | ON | 42.393 | -82.958 | operating | 2014 |  | 2017 | [15 empty] | IESO Active Generation Contract List 2847 |  | 0.25 | [28 empty] | Yes
103184 | Unique Tool International Ltd. | FALSE | FALSE | TRUE | FALSE | PowerStream Inc. |  | Windsor | ON | 42.394 | -82.957 | operating | 2014 |  | 2017 | [15 empty] | IESO Active Generation Contract List 2651 |  | 0.25 | [28 empty] | Yes
103185 | East Windsor Cogeneration | TRUE | FALSE | FALSE | FALSE | Veresen Inc. |  | Windsor | ON | 42.395 | -82.956 | operating | 2009 |  | 2015 | 221 | 11791 | [13 empty] | CEEDC Cogen survey 2019 |  | 84 | [5 empty] | Yes |  | 2 | SCGT |  | 84 |  |  |  | Yes
103186 | Vollmer Centre Solar PV Project | FALSE | FALSE | TRUE | FALSE | Essex Energy Corp. |  | Windsor | ON | 42.396 | -82.955 | operating | 2011 |  | 2017 | [15 empty] | IESO Active Generation Contract List 2583 |  | 0.25 | [28 empty] | Yes
103187 | West Windsor | TRUE | FALSE | FALSE | FALSE | Suez Energy Generation NA |  | Windsor | ON | 42.397 | -82.954 | operating | 1995 |  | 2015 | 221 | 5901 | [13 empty] | CEEDC Cogen survey 2019 |  | 112 | [5 empty] | No | 6888 | 2 | SCGT |  | 112 |  |  |  | Yes
103188 | Windsor Cogeneration Plant Ltd. (TransAlta Chrysler) | TRUE | FALSE | FALSE | FALSE | TransAlta | Chrysler | Windsor | ON | 42.398 | -82.953 | operating | 1996 |  | 2015 | 221 | [14 empty] | CEEDC Cogen survey 2019 |  | 76 | [5 empty] | Yes |  | 2 | SCGT |  | 76 |  |  |  | Yes
103189 | Windsor Renewable Energy L2 | FALSE | FALSE | TRUE | FALSE | 1277032 Ontario Inc. |  | Windsor | ON | 42.399 | -82.952 | operating | 2015 |  | 2017 | [15 empty] | IESO Active Generation Contract List 3563 |  | 0.15 | [28 empty] | Yes
103191 | University of Windsor | TRUE | TRUE | FALSE | FALSE | University of Windsor |  | Windsor | ON | 42.4 | -82.951 | operating | 1993 |  | 2017 | 221 |  |  | Large | [11 empty] | CEEDC Cogen survey 2019 | http://slthermal.com/pdf/Windsor,%20Ontario,%20Canada.pdf | 3.7 | 21.2 | 28000 | 73500 | 1 |  | No | 8300 | 1 | SCGT |  | 3.7 | 21.2 | 28000 | 73500 | Yes | [17 empty] | 491400 | [21 empty] | Yes |  | Yes | [15 empty] | 4.32 |  | 16.88
103192 | Whitedog Falls | FALSE | FALSE | TRUE | FALSE | Ontario Power Generation Inc. |  | Winnipeg River | ON | 50.472 | -96.13 | operating | 1958 |  | 2017 | 221 | [14 empty] | http://www.opg.com/generating-power/hydro/northwest-ontario/Pages/whitedog-falls-station.aspx |  | 68 | [29 empty] | Yes
103193 | Wolfe Island EcoPower Centre | FALSE | FALSE | TRUE | FALSE | TransAlta Corp. |  | Wolfe Island | ON | 44.176 | -76.398 | operating | 2009 |  | 2017 | 2211 | [14 empty] | CanWEA |  | 198 |  | 503000 | [28 empty] | Yes
103194 | #237 3850 HIGHWAY #7, WOODBRIDGE | FALSE | FALSE | TRUE | FALSE | MOM I LP |  | Woodbridge | ON | 43.776 | -79.609 | operating | 2013 |  | 2017 | [15 empty] | IESO Active Generation Contract List 2878 |  | 0.25 | [28 empty] | Yes
103195 | 100 Galcat Drive | FALSE | FALSE | TRUE | FALSE | Galcat Investments Inc. |  | Woodbridge | ON | 43.777 | -79.608 | operating | 2012 |  | 2017 | [15 empty] | IESO Active Generation Contract List 2671 |  | 0.25 | [28 empty] | Yes
103196 | 640 Rowntree Dairy Rd | FALSE | FALSE | TRUE | FALSE | 2344215 Ontario Inc. |  | Woodbridge | ON | 43.778 | -79.607 | operating | 2015 |  | 2017 | [15 empty] | IESO Active Generation Contract List 2937 |  | 0.25 | [28 empty] | Yes
103197 | Bondfield building | FALSE | FALSE | TRUE | FALSE | Bondfield |  | Woodbridge | ON | 43.779 | -79.606 | operating | 1992 |  |  | 236220 | [14 empty] | Gino Di Rezze, Groundheat, 905-737-6851 | [23 empty] | Yes
103198 | C010-280 Aviva Park | FALSE | FALSE | TRUE | FALSE | OZZ (000489 - 280 Aviva) LP |  | Woodbridge | ON | 43.78 | -79.605 | operating | 2014 |  | 2017 | [15 empty] | IESO Active Generation Contract List 2471 |  | 0.35 | [28 empty] | Yes
103199 | C10-106 Aviva Park | FALSE | FALSE | TRUE | FALSE | OZZ (000435 - 106 Aviva) LP |  | Woodbridge | ON | 43.781 | -79.604 | operating | 2014 |  | 2017 | [15 empty] | IESO Active Generation Contract List 2424 |  | 0.4 | [28 empty] | Yes
103200 | C10-127 Aviva Park | FALSE | FALSE | TRUE | FALSE | OZZ (001138 - 127 Aviva) LP |  | Woodbridge | ON | 43.782 | -79.603 | operating | 2014 |  | 2017 | [15 empty] | IESO Active Generation Contract List 3530 |  | 0.15 | [28 empty] | Yes
103201 | C10-151 Aviva Park | FALSE | FALSE | TRUE | FALSE | OZZ (000027 - 151 Aviva) LP |  | Woodbridge | ON | 43.783 | -79.602 | operating | 2014 |  | 2017 | [15 empty] | IESO Active Generation Contract List 3284 |  | 0.2 | [28 empty] | Yes
103202 | C10-180 New Huntington | FALSE | FALSE | TRUE | FALSE | PowerStream Inc. |  | Woodbridge | ON | 43.784 | -79.601 | operating | 2014 |  | 2017 | [15 empty] | IESO Active Generation Contract List 2425 |  | 0.4 | [28 empty] | Yes
103203 | C10-256 Aviva Park | FALSE | FALSE | TRUE | FALSE | OZZ (000133 - 256 Aviva) LP |  | Woodbridge | ON | 43.785 | -79.6 | operating | 2014 |  | 2017 | [15 empty] | IESO Active Generation Contract List 2473 |  | 0.35 | [28 empty] | Yes
103204 | C10-7933 Huntington | FALSE | FALSE | TRUE | FALSE | PowerStream Inc |  | Woodbridge | ON | 43.786 | -79.599 | operating | 2014 | [17 empty] | IESO Active Generation Contract List 3297 |  | 0.2 | [28 empty] | Yes
103205 | CBSF- 170 Sharer | FALSE | FALSE | TRUE | FALSE | 2216559 Ont. Inc. |  | Woodbridge | ON | 43.787 | -79.598 | operating | 2011 | [17 empty] | IESO Active Generation Contract List 3772 |  | 0.12 | [28 empty] | Yes
103206 | Earth Rangers Centre | FALSE | FALSE | TRUE | FALSE |  |  | Woodbridge | ON | 43.788 | -79.597 | operating | [18 empty] | http://www.questcanada.org/maps/earth-rangers-centre | [23 empty] | Yes
103207 | G03-7200 Martin | FALSE | FALSE | TRUE | FALSE | Martin Grove Solar LP |  | Woodbridge | ON | 43.789 | -79.596 | operating | 2014 |  | 2017 | [15 empty] | IESO Active Generation Contract List 2135 |  | 0.5 | [28 empty] | Yes
103208 | H06-140 NORTHVIEW | FALSE | FALSE | TRUE | FALSE | MOM I LP |  | Woodbridge | ON | 43.79 | -79.595 | operating | 2014 |  | 2017 | [15 empty] | IESO Active Generation Contract List 2477 |  | 0.35 | [28 empty] | Yes
103209 | OT-110 TROWERS | FALSE | FALSE | TRUE | FALSE | 2387278 Ontario Inc. |  | Woodbridge | ON | 43.791 | -79.594 | operating | 2016 | [17 empty] | IESO Active Generation Contract List 3624 |  | 0.15 | [28 empty] | Yes
103210 | OT-618 CHRISLEA | FALSE | FALSE | TRUE | FALSE | 2387278 Ontario Inc. |  | Woodbridge | ON | 43.792 | -79.593 | operating | 2016 | [17 empty] | IESO Active Generation Contract List 3619 |  | 0.15 | [28 empty] | Yes
103211 | SunEdison ON-10-0396 | FALSE | FALSE | TRUE | FALSE | SunEdison Canada Origination Health LP |  | Woodbridge | ON | 43.793 | -79.592 | operating | 2016 |  | 2017 | [15 empty] | IESO Active Generation Contract List 2333 |  | 0.5 | [28 empty] | Yes
103212 | (C44) Zehrs Dundas Street | FALSE | FALSE | TRUE | FALSE | Firelight Solar LP |  | Woodstock | ON | 43.131 | -80.747 | operating | 2014 |  | 2017 | [15 empty] | IESO Active Generation Contract List 2642 |  | 0.25 | [28 empty] | Yes
103213 | 460 Industrial | FALSE | FALSE | TRUE | FALSE | SunEdison DG Operating Holdings-2, LLC |  | Woodstock | ON | 43.132 | -80.746 | operating | 2011 |  | 2017 | [15 empty] | IESO Active Generation Contract List 2063 |  | 0.5 | [28 empty] | Yes
103214 | 80 Norwich | FALSE | FALSE | TRUE | FALSE | SunEdison DG Operating Holdings-2, LLC |  | Woodstock | ON | 43.133 | -80.745 | operating | 2011 |  | 2017 | [15 empty] | IESO Active Generation Contract List 2073 |  | 0.5 | [28 empty] | Yes
103215 | 80 Norwich Rooftop Solar Installation | FALSE | FALSE | TRUE | FALSE | Nautilus Solar Energy |  | Woodstock | ON | 43.134 | -80.744 | operating | 2011 |  | 2017 | [15 empty] | http://www.agt.com/portfolio-type/80-norwich/ |  | 1.25 |  | 657 | [26 empty] | Yes
103216 | H06-901 JULIANA | FALSE | FALSE | TRUE | FALSE | MOM II LP |  | Woodstock | ON | 43.135 | -80.743 | operating | 2014 |  | 2017 | [15 empty] | IESO Active Generation Contract List 2834 |  | 0.25 | [28 empty] | Yes
103217 | MSL-645 DUNDAS | FALSE | FALSE | TRUE | FALSE | 2391395 Ontario Inc. |  | Woodstock | ON | 43.136 | -80.742 | operating | 2016 |  | 2017 | [15 empty] | IESO Active Generation Contract List 2522 |  | 0.3 | [28 empty] | Yes
103218 | SPN 360 | FALSE | FALSE | TRUE | FALSE | SPN LP 7 |  | Woodstock | ON | 43.137 | -80.741 | operating | 2016 |  | 2017 | [15 empty] | IESO Active Generation Contract List 2318 |  | 0.5 | [28 empty] | Yes
103219 | Storage World Bysham Park | FALSE | FALSE | TRUE | FALSE | Sequoyah Strategies Inc. |  | Woodstock | ON | 43.138 | -80.74 | operating | 2011 |  | 2017 | [15 empty] | IESO Active Generation Contract List 3275 |  | 0.2 | [28 empty] | Yes
103220 | Weeden Environments Solar Project | FALSE | FALSE | TRUE | FALSE | Amessna Corp. |  | Woodstock | ON | 43.139 | -80.739 | operating | 2015 |  | 2017 | [15 empty] | IESO Active Generation Contract List 3755 |  | 0.125 | [28 empty] | Yes
103221 | WSI 002PV | FALSE | FALSE | TRUE | FALSE | Cambridge Investments Inc. |  | Woodstock | ON | 43.14 | -80.738 | operating | 2015 |  | 2017 | [15 empty] | IESO Active Generation Contract List 2917 |  | 0.25 | [28 empty] | Yes
103222 | Woodville Solar Farm | FALSE | FALSE | TRUE | FALSE | TerraForm Power |  | Woodville | ON | 44.397 | -78.993 | operating | 2013 |  | 2017 | [15 empty] | http://www.terraformpower.com/phoenix.zhtml?c=253464&p=irol-projects |  | 12.6 | [28 empty] | Yes
103223 | 62 Janti Rd - J Cyr | FALSE | FALSE | TRUE | FALSE | CEDC VIGOR SUNSHARE JV |  | Worthington | ON | 46.384 | -81.451 | operating | 2016 |  | 2017 | [15 empty] | IESO Active Generation Contract List 2932 |  | 0.25 | [28 empty] | Yes
103224 | FIT 1 | FALSE | FALSE | TRUE | FALSE | Robin and Michelle Burgsma |  | Wroxeter | ON | 43.865 | -81.149 | operating | 2011 | [17 empty] | IESO Active Generation Contract List 3817 |  | 0.1113 | [28 empty] | Yes
103225 | Raylight Solar | FALSE | FALSE | TRUE | FALSE | RayLight LP |  | Wyebridge | ON | 44.695 | -79.884 | operating | 2014 |  | 2017 | [15 empty] | http://whiteconstruction.com/portfolio/item/raylight-solar/ |  | 10 | [28 empty] | Yes
103226 | RE Waubaushene 3 | FALSE | FALSE | TRUE | FALSE | Aurora Waubaushene 3 LP |  | Wyebridge | ON | 44.696 | -79.883 | operating | 2013 |  | 2017 | [15 empty] | IESO Active Generation Contract List 2021 |  | 10 | [28 empty] | Yes
103227 | QSS Dewey Solar | FALSE | FALSE | TRUE | FALSE | Queen Street Solar Co-operative Corp. |  | Yarker | ON | 44.372 | -76.77 | operating | 2017 |  | 2017 | [15 empty] | IESO Active Generation Contract List 3067 |  | 0.25 | [28 empty] | Yes
103229 | The Holman Grand Hotel | FALSE | FALSE | TRUE | FALSE |  |  | Charlottetown | PE | 46.238 | -63.131 | operating | 2011 | [17 empty] | http://www.cbc.ca/news/canada/prince-edward-island/geothermal-heating-cooling-for-new-charlottetown-hotel-1.794243 | [23 empty] | Yes
103230 | PEI District Energy System | TRUE | TRUE | TRUE | FALSE | PEI Energy Systems |  | Charlottetown | PE | 46.239 | -63.13 | operating | 1985 |  | 2017 | 221 | 5015 |  | medium | Yes | Yes |  | Yes |  | Yes | Yes |  |  |  |  | CEEDC Cogen survey 2019 | http://www.biomasscenter.org/resource-library/case-studies/community-district-energy/city-of-charlottetown | 1.2 | 35 | 4891 | 143000 |  |  | Yes | 8584 | 1 | BPST |  | 1.2 | 35 | 4891 | 143000 |  | Yes | Yes |  |  | Yes |  |  |  |  | Yes | [8 empty] | 180125 |  |  |  | 394930 |  |  |  |  | 274107 | [11 empty] | Yes | No | No | 150 | [5 empty] | 62320 |  |  | Yes
103231 | Eastern Kings Wind Farm | FALSE | FALSE | TRUE | FALSE | PEI Energy Corp. |  | Eastern Kings | PE | 46.433 | -62.1 | operating | 2007 |  | 2017 | 221 | [14 empty] | CanWEA |  | 30 | [30 empty] | Yes
103232 | Hermanville/ClearSpring Wind Development | FALSE | FALSE | TRUE | FALSE | PEI Energy Corp. |  | Hermanville | PE | 46.461 | -62.277 | operating | 2014 |  | 2017 | [15 empty] | CanWEA |  | 30 |  | 110000 | [28 empty] | Yes
103233 | North Cape Wind Project (2001) | FALSE | FALSE | TRUE | FALSE | PEI Energy Corp. |  | North Cape | PE | 47.057 | -63.996 | operating | 2001 |  | 2017 | 221 | [16 empty] | 5.28 |  | 8300 | [28 empty] | Yes
103234 | North Cape Wind Project (2004) | FALSE | FALSE | TRUE | FALSE | PEI Energy Corp. |  | North Cape | PE | 47.058 | -63.995 | operating | 2004 |  | 2017 | 221 | [16 empty] | 5.28 |  | 8300 | [28 empty] | Yes
103235 | WEICAN R&D Park | FALSE | FALSE | TRUE | FALSE | WEICan |  | North Cape | PE | 47.059 | -63.994 | operating | 2013 |  | 2017 | 2211 | [14 empty] | CanWEA |  | 10 | [30 empty] | Yes
103236 | Aeolus Wind Farm | FALSE | FALSE | TRUE | FALSE | PEI Energy Corp. |  | Norway | PE | 47.009 | -64.034 | operating | 2008 |  | 2017 | 2211 | [14 empty] | CanWEA |  | 3 | [30 empty] | Yes
103237 | Norway Wind Park | FALSE | FALSE | TRUE | FALSE | Engie Energy International |  | Norway | PE | 47.01 | -64.033 | operating | 2007 |  | 2017 | 221 | [14 empty] | CanWEA |  | 9 | [30 empty] | Yes
103238 | West Cape Phase 2 | FALSE | FALSE | TRUE | FALSE | Suez Renewable Energy |  | O'Leary | PE | 46.707 | -64.227 | operating | 2009 |  | 2017 | 2211 | [14 empty] | CanWEA |  | 79.2 | [30 empty] | Yes
103239 | West Cape Wind Farm Phase 1 | FALSE | FALSE | TRUE | FALSE | Suez Renewable Energy |  | O'Leary | PE | 46.708 | -64.226 | operating | 2007 |  | 2017 | 2211 | [14 empty] | CanWEA |  | 19.8 | [30 empty] | Yes
103240 | Summerside Wind Farm | FALSE | FALSE | TRUE | FALSE | Summerside Electric Utility |  | Summerside | PE | 46.393 | -63.79 | operating | 2009 |  | 2017 | 2211 | [14 empty] | CanWEA |  | 12 | [30 empty] | Yes
103241 | Centre Integre de Mecanique industrielle | FALSE | FALSE | TRUE | FALSE | Centre Integre de Mecanique industrielle |  | Saint-Georges | QC | 46.123 | -70.67 | operating |  |  |  | 611 | [38 empty] | Yes
103243 | Arthurville Hydroelectric Dam | FALSE | FALSE | TRUE | FALSE | Liberty Power |  | Arthurville | QC | 46.826 | -70.757 | operating | 1992 |  | 2017 | 221 | [14 empty] | http://www.algonquinpower.com/business/facility/hydroelectric_arthurville.asp?choice=region. Statistics Canada. Electric Power Generating Stations, 2000. |  | 0.65 |  | 2369 | [27 empty] | Yes
103244 | Huntingville Power Station | FALSE | FALSE | TRUE | FALSE | Boralex Inc. |  | Ascot River | QC | 45.342 | -71.843 | operating | 1996 |  | 2017 | 221 | [14 empty] | Statistics Canada. Electric Power Generating Stations, 2000. http://www.boralex.com/en/05_sites/description.html# |  | 0.5 |  | 1000 | [27 empty] | Yes
103245 | CFB Bagotville | FALSE | TRUE | FALSE | FALSE | Department of National Defense |  | Bagotville | QC | 48.337 | -71 | operating | 1952 |  | 2017 | 9111 |  |  | small | [10 empty] | Yes | CEEDC DE Survey 2019 | [16 empty] | Yes |  | Yes | [37 empty] | Yes | No | No |  |  |  | 1053270.7 | [8 empty] | No |  |  | 21.98
103246 | Baie-des-Sables | FALSE | FALSE | TRUE | FALSE | Innergex Inc. | TransCanada Corp. | Baie-des-Sables | QC | 48.848 | -67.948 | operating | 2006 |  | 2017 | 221 | [14 empty] | CanWEA |  | 109.5 | [30 empty] | Yes
103247 | Eastmain-1 and 1A | FALSE | FALSE | TRUE | FALSE | Hydro-Quebec |  | Baie-James | QC | 51.701 | -76.047 | operating | 2006 |  | 2017 | 221 | [14 empty] | http://www.hydroquebec.com/generation/centrale-hydroelectrique.html |  | 1248 |  | 2700000 | [27 empty] | Yes
103249 | Saint-Robert-Bellarmin Wind Farm | FALSE | FALSE | TRUE | FALSE | EDF EN Canada Inc. |  | Bas-Saint-Laurent | QC | 47.833 | -69.549 | operating | 2012 |  | 2017 | 2211 | [14 empty] | CanWEA |  | 80 | [30 empty] | Yes
103250 | Becancour Cogeneration Plant | TRUE | FALSE | FALSE | FALSE | TransCanada Energy Ltd. |  | Becancour | QC | 46.351 | -72.435 | operating | 2006 |  | 2015 | 221 | 8606 | [13 empty] | CEEDC Cogen survey 2019 |  | 546 |  | 4782960 |  |  |  | Yes | 8760 | 3 | SCGT |  | 546 |  | 4782960 |  | Yes
103251 | Gatineau Satellite Station | FALSE | FALSE | TRUE | FALSE |  |  | Cantley | QC | 45.566 | -75.782 | operating |  |  |  | 911 | [14 empty] | WaterFurnace International, 800-222-5667 | [23 empty] | Yes
103252 | Le Nordais (Phase 1) | FALSE | FALSE | TRUE | FALSE | TransAlta Corp. |  | Cap-Chat | QC | 49.094 | -66.686 | operating | 1999 |  | 2017 | 541 | [14 empty] | http://www.canwea.ca/CanadianProduction.html |  | 56.25 |  | 93923.077 | [28 empty] | Yes
103253 | Carleton Wind Farm | FALSE | FALSE | TRUE | FALSE | Innergex Inc. | TransCanada Corp. | Carleton-sur-mer | QC | 48.178 | -66.167 | operating | 2008 |  | 2017 | 221 | [14 empty] | CanWEA |  | 109.5 | [30 empty] | Yes
103254 | Vent du Kempt | FALSE | FALSE | TRUE | FALSE | Eolectric |  | Causapscal | QC | 48.367 | -67.245 | operating | 2014 |  | 2017 | [15 empty] | CanWEA |  | 101.05 | [30 empty] | Yes
103255 | Chapais Energie Cogeneration | TRUE | FALSE | TRUE | FALSE | Chapais Energie |  | Chapais | QC | 49.782 | -74.852 | operating | 1994 |  | 2015 | 221 | 6237 | [13 empty] | CEEDC Cogen survey 2019 |  | 28 |  | 215040 |  |  |  | Yes | 7680 | 1 | BPST |  | 28 |  | 215040 |  |  |  | Yes |  |  | Yes | [17 empty] | 7650000
103256 | Chute-Blanchette | FALSE | FALSE | TRUE | FALSE | Elkem Metal Canada Inc. |  | Chicoutimi | QC | 48.352 | -71.139 | operating | 1998 |  | 2017 | 3311 | [14 empty] | Statistics Canada. Electric Power Generating Stations, 2000. |  | 38 | [29 empty] | Yes
103257 | Chute-Garneau | FALSE | FALSE | TRUE | FALSE | Ville de Saquenay |  | Chicoutimi | QC | 48.353 | -71.138 | operating | 2011 |  | 2017 | [15 empty] | http://planenergierenouvelable.aqper.com/ |  | 5.3 | [29 empty] | Yes
103258 | Pont Arnaud | FALSE | FALSE | TRUE | FALSE | Ville de Saguenay |  | Chicoutimi | QC | 48.354 | -71.137 | operating | 1912 |  | 2017 | [15 empty] | http://planenergierenouvelable.aqper.com/ |  | 8 | [29 empty] | Yes
103259 | Chutes-a-Gorry | FALSE | FALSE | TRUE | FALSE | Axor |  | Ste-Christine d'Auvergne | QC | 46.81 | -71.974 | operating | 1997 |  | 2017 | 541 | [14 empty] | Statistics Canada. Electric Power Generating Stations, 2000. |  | 10.76 | [29 empty] | Yes
103260 | Montagne-Seche | FALSE | FALSE | TRUE | FALSE | Cartier Wind Energy |  | Cloridorme | QC | 49.175 | -64.916 | operating | 2011 |  | 2017 | 2211 | [14 empty] | CanWEA |  | 58.5 | [30 empty] | Yes
103261 | Joey-Tanenbaum | FALSE | FALSE | TRUE | FALSE | Coulonge Energie, SOCOM |  | Coulonge River | QC | 45.973 | -76.729 | operating | 1994 |  | 2017 | 221 | [14 empty] | Statistics Canada. Electric Power Generating Stations, 2000. |  | 17 |  | 127500 | [27 empty] | Yes
103262 | Valcartier Garrison | TRUE | FALSE | FALSE | FALSE | Department of National Defence |  | Courcelette | QC | 47.715 | -70.05 | operating | 1999 |  | 2015 | 911 | 6116 | [13 empty] | CEEDC Cogen survey 2019 |  | 3.4 | 10.548 | 26280 |  |  |  | Yes |  | 1 | SCGT |  | 3.4 | 10.548 | 26280 |  | Yes |  | Yes
103263 | Papeterie de Dolbeau | TRUE | FALSE | TRUE | FALSE | Resolute FP Canada Inc. |  | Dolbeau-Mistassini | QC | 48.882 | -72.232 | operating | 1997 |  | 2015 | 322 | 1979 | [13 empty] | CEEDC Cogen survey 2019 | [17 empty] | Yes |  |  |  | Yes | [13 empty] | 102000 |  |  |  | 4526700
103264 | Donnaconna | FALSE | FALSE | TRUE | FALSE | Liberty Power |  | Donnaconna | QC | 46.676 | -71.735 | operating | 1996 |  | 2017 | 221 | [14 empty] | http://www.algonquinpower.com/business/facility/hydroelectric_donnacona.asp?choice=region. Statistics Canada. Electric Power Generating Stations, 2000. |  | 4.8 |  | 19882 | [27 empty] | Yes
103265 | Rimouski Power Station | FALSE | FALSE | TRUE | FALSE | Boralex Inc. |  | Fleuve Rimouski | QC | 48.5 | -68.482 | operating | 1957 |  | 2017 | 221 | [14 empty] | Statistics Canada. Electric Power Generating Stations, 2000. http://www.boralex.com/en/05_sites/description.html# |  | 3.5 |  | 20500 | [27 empty] | Yes
103266 | Beauharnois | FALSE | FALSE | TRUE | FALSE | Hydro-Quebec |  | Fleuve St-Laurent | QC | 47.67 | -69.596 | operating | 1932 |  | 2017 | 221 | [14 empty] | http://www.hydro.qc.ca/generation/hydroelectric/index.html. Statistics Canada. Electric Power Generating Stations, 2000. |  | 1853 |  | 13467682.606 | [27 empty] | Yes
103267 | Côte Ste-Catherine | FALSE | FALSE | TRUE | FALSE | Liberty Power |  | Fleuve St-Laurent | QC | 47.671 | -69.595 | operating | 1989 |  | 2017 | 221 | [14 empty] | http://www.algonquinpower.com/business/facility/hydroelectric_stcatherine.asp?choice=region. Statistics Canada. Electric Power Generating Stations, 2000. |  | 11 |  | 166034.554 | [27 empty] | Yes
103268 | Les Cèdres | FALSE | FALSE | TRUE | FALSE | Hydro-Quebec |  | Fleuve St-Laurent | QC | 47.672 | -69.594 | operating | 1914 |  | 2017 | 221 | [16 empty] | 113 |  | 500000 | [27 empty] | Yes
103269 | Saint-Lambert Power Station | FALSE | FALSE | TRUE | FALSE | Boralex Inc. |  | Fleuve St-Laurent | QC | 47.673 | -69.593 | operating | 1995 |  | 2017 | 221 | [14 empty] | Statistics Canada. Electric Power Generating Stations, 2000. http://www.boralex.com/en/05_sites/description.html# |  | 6 |  | 40000 | [27 empty] | Yes
103270 | Frampton Community Wind Farm | FALSE | FALSE | TRUE | FALSE | Boralex Inc. |  | Frampton | QC | 46.46 | -70.806 | operating | 2015 |  | 2017 | [15 empty] | http://www.boralex.com/projects/frampton |  | 24 | [30 empty] | Yes
103271 | L'Anse-à-Valleau Wind Farm | FALSE | FALSE | TRUE | FALSE | Innergex Inc. | TransCanada Corp. | Gaspe | QC | 48.832 | -64.487 | operating | 2007 |  | 2017 | 221 | [14 empty] | CanWEA |  | 100.5 | [30 empty] | Yes
103272 | Mesgi'g Ugju's'n Wind Farm | FALSE | FALSE | TRUE | FALSE | Mi'gmawei Mawiomi Business Corp. | Innergex Inc. | Gaspe | QC | 48.833 | -64.486 | operating | 2016 |  | 2017 | [15 empty] | http://www.muwindfarm.com/construction/ |  | 150 | [30 empty] | Yes
103273 | Site Nordique Experimental en Eolien CORUS (SNEEC) | FALSE | FALSE | TRUE | FALSE | Technocentre eolien |  | Gaspe | QC | 48.834 | -64.485 | operating | 2010 |  | 2017 | 2211 | [14 empty] | CanWEA |  | 4.1 | [30 empty] | Yes
103274 | Mercier | FALSE | FALSE | TRUE | FALSE | Hydro-Quebec |  | Gatineau | QC | 45.477 | -75.701 | operating | 2007 |  | 2017 | 2211 | [14 empty] | http://www.hydroquebec.com/generation/centrale-hydroelectrique.html |  | 55 | [29 empty] | Yes
103275 | Resolute Forest Products, Gatineau | TRUE | FALSE | FALSE | FALSE | Resolute FP Canada Inc. |  | Gatineau | QC | 45.478 | -75.7 | operating | 2000 |  | 2015 | 322 | [14 empty] | CEEDC Cogen survey 2019 |  | 15 | [5 empty] | Yes |  | 1 |  |  | 15
103276 | Gros Morne Phase I | FALSE | FALSE | TRUE | FALSE | Innergex Inc. | TransCanada Corp. | Gros-Morne | QC | 49.253 | -65.548 | operating | 2011 |  | 2017 | 2211 | [14 empty] | CanWEA |  | 100.5 | [30 empty] | Yes
103277 | Gros-Morne Sainte-Madeleine (Phase II) | FALSE | FALSE | TRUE | FALSE | Innergex Inc. | TransCanada Corp. | Gros-Morne | QC | 49.254 | -65.547 | operating | 2012 |  | 2017 | 2211 | [14 empty] | CanWEA |  | 111 | [30 empty] | Yes
103278 | Mont Rothery | FALSE | FALSE | TRUE | FALSE | EDF EN Canada Inc. |  | Haute-Gaspesie | QC | 49.285 | -65.877 | operating | 2015 |  | 2017 | [15 empty] | http://www.edf-en.ca/projects/project_display/mont-rothery-wind |  | 74 | [30 empty] | Yes
103279 | Des Moulins | FALSE | FALSE | TRUE | FALSE | Invenergy LLC |  | Kinnear's Mills | QC | 46.22 | -71.376 | operating | 2013 |  | 2017 | 2211 | [14 empty] | CanWEA |  | 135.7 | [30 empty] | Yes
103280 | Belle-Riviere | FALSE | FALSE | TRUE | FALSE | Societe d'Energie Belle-Riviere Inc. |  | La Belle Riviere | QC | 48.113 | -71.809 | operating | 1993 |  | 2017 | 721 | [14 empty] | http://planenergierenouvelable.aqper.com/ |  | 1 | [29 empty] | Yes
103281 | La Côte-de-Beaupré | FALSE | FALSE | TRUE | FALSE | Boralex Inc. |  | La Cote De Beaupre | QC | 47.412 | -71.274 | operating | 2015 |  | 2017 | [15 empty] | CanWEA |  | 23.5 | [30 empty] | Yes
103282 | Adam Cunningham | FALSE | FALSE | TRUE | FALSE | PF Resolu Canada Inc. |  | Lac Brochet | QC | 49.341 | -69.523 | operating | 1953 |  | 2017 | 322 | [14 empty] | http://www.pfresolu.com/installation_site.aspx?siteid=60&langtype=4105 |  | 7 |  | 36000 | [27 empty] | Yes
103283 | Jim Gray | FALSE | FALSE | TRUE | FALSE | PF Resolu Canada Inc. |  | Lac Lamothe | QC | 49.665 | -72.977 | operating | 1953 |  | 2017 | 322 | [14 empty] | http://www.pfresolu.com/installation_site.aspx?siteid=60&langtype=4105 |  | 63 |  | 411000 | [27 empty] | Yes
103284 | Rivière du Moulin (phase 1) | FALSE | FALSE | TRUE | FALSE | EDF EN Canada Inc. |  | Lac Pikauba | QC | 47.85 | -70.973 | operating | 2014 |  | 2017 | [15 empty] | CanWEA |  | 150 | [30 empty] | Yes
103285 | Rivière du Moulin (phase 2) | FALSE | FALSE | TRUE | FALSE | EDF EN Canada Inc. |  | Lac Pikauba | QC | 47.851 | -70.972 | operating | 2015 |  | 2017 | [15 empty] | CanWEA |  | 200 | [30 empty] | Yes
103286 | L'Isle Maligne | FALSE | FALSE | TRUE | FALSE | Rio Tinto Alcan Inc. |  | Lac St-Jean | QC | 48.555 | -71.995 | operating | 1925 |  | 2017 | 3313 | [14 empty] | http://planenergierenouvelable.aqper.com/ |  | 402 |  | 3114850 | [27 empty] | Yes
103287 | La Mitis | FALSE | FALSE | TRUE | FALSE | EDF EN Canada Inc. |  | Lac-a-la-Croix | QC | 48.303 | -67.749 | operating | 2014 |  | 2017 | [15 empty] | CanWEA |  | 24.6 | [30 empty] | Yes
103288 | Lac-Alfred wind farm (Phase I) | FALSE | FALSE | TRUE | FALSE | EDF EN Canada Inc. |  | Lac-Alfred | QC | 48.397 | -67.752 | operating | 2013 |  | 2017 | 2211 | [14 empty] | CanWEA |  | 150 | [30 empty] | Yes
103289 | Lac-Alfred wind farm (Phase II) | FALSE | FALSE | TRUE | FALSE | EDF EN Canada Inc. |  | Lac-Alfred | QC | 48.398 | -67.751 | operating | 2013 |  | 2017 | 2211 | [14 empty] | CanWEA |  | 150 | [30 empty] | Yes
103290 | Winneway | FALSE | FALSE | TRUE | FALSE | Algonquin Power Fund Inc. |  | Laforce | QC | 47.536 | -78.727 | operating | 1993 |  | 2017 | 221 | [14 empty] | http://www.algonquinpower.com/business/facility/hydroelectric_belleterre.asp?choice=region. Statistics Canada. Electric Power Generating Stations, 2000. |  | 2.2 |  | 8733 | [27 empty] | Yes
103291 | Des Moulins II | FALSE | FALSE | TRUE | FALSE | Invenergy LLC |  | l'Ascension de Patapedia | QC | 47.924 | -67.279 | operating | 2014 |  | 2017 | [15 empty] | CanWEA |  | 21.2 | [30 empty] | Yes
103292 | Le Plateau Wind Power LP 1 | FALSE | FALSE | TRUE | FALSE | Invenergy LLC |  | l'Ascension de Patapedia | QC | 47.925 | -67.278 | operating | 2012 |  | 2017 | 2211 | [14 empty] | CanWEA |  | 138.6 | [30 empty] | Yes
103293 | Le Plateau Wind Power LP 2 | FALSE | FALSE | TRUE | FALSE | Invenergy LLC |  | l'Ascension de Patapedia | QC | 47.926 | -67.277 | operating | 2014 |  | 2017 | [15 empty] | CanWEA |  | 21.15 | [30 empty] | Yes
103295 | Pratt & Whitney Canada Establissement 1 | TRUE | FALSE | FALSE | FALSE | Pratt & Whitney Canada Inc. |  | Longueuil | QC | 45.537 | -73.511 | operating | 2000 |  | 2015 | 333 | 1961 | [13 empty] | CEEDC Cogen survey 2019 |  | 3 | [5 empty] | Yes |  | 1 | SCGT |  | 3
103296 | Magpie | FALSE | FALSE | TRUE | FALSE | Innergex Inc. |  | Magpie | QC | 50.305 | -64.508 | operating | 2007 |  | 2017 | [15 empty] | http://planenergierenouvelable.aqper.com/ |  | 40.6 | [29 empty] | Yes
103297 | Toulnustouc | FALSE | FALSE | TRUE | FALSE | Hydro-Quebec |  | Manicouagan | QC | 51.383 | -68.7 | operating | 2005 |  | 2017 | 221 | [16 empty] | 526 |  | 2561406.8441 | [27 empty] | Yes
103298 | Jardin d'Eole | FALSE | FALSE | TRUE | FALSE | Northland Power |  | Matane | QC | 48.845 | -67.531 | operating | 2009 |  | 2017 | 2211 | [14 empty] | CanWEA |  | 133.5 | [30 empty] | Yes
103299 | Le Nordais (Phase 2) | FALSE | FALSE | TRUE | FALSE | TransAlta Corp. |  | Matane | QC | 48.846 | -67.53 | operating | 1999 |  | 2017 | 541 | [14 empty] | http://www.canwea.ca/CanadianProduction.html |  | 42.75 |  | 71076.923 | [28 empty] | Yes
103300 | Monteregie Wind Farm | FALSE | FALSE | TRUE | FALSE | Kruger Energie |  | Mercier | QC | 45.311 | -73.743 | operating | 2012 |  | 2017 | 2211 | [14 empty] | CanWEA |  | 100 | [30 empty] | Yes
103301 | Misstissini Hockey Arena and Community Centre | FALSE | FALSE | TRUE | FALSE | Icekube Systems |  | Mistissini | QC | 50.418 | -73.874 | operating | 2006 |  |  | 713 | [17 empty] | 0.703 | [20 empty] | Yes
103302 | Daniel-Larocque (Mont-Laurier) | FALSE | FALSE | TRUE | FALSE | Liberty Power |  | Mont Laurier | QC | 46.55 | -75.496 | operating | 1997 |  | 2017 | 221 | [14 empty] | http://www.algonquinpower.com/business/facility/hydroelectric_mountlaurier.asp?choice=region. Statistics Canada. Electric Power Generating Stations, 2000. |  | 2.725 |  | 20801 | [27 empty] | Yes
103303 | Mont Louis | FALSE | FALSE | TRUE | FALSE | Northland Power |  | Mont Louis | QC | 49.229 | -65.731 | operating | 2011 |  | 2017 | 2211 | [14 empty] | CanWEA |  | 100.5 | [30 empty] | Yes
103304 | Benny Farm Complex | FALSE | FALSE | TRUE | FALSE |  |  | Montreal | QC | 45.502 | -73.567 | operating | [18 empty] | http://www.questcanada.org/maps/benny-farm-complex | [23 empty] | Yes
103305 | Centrale de Chauffage Urbain Montréal | FALSE | TRUE | FALSE | FALSE | Centrale de Chauffage Urbain Montréal |  | Montreal | QC | 45.503 | -73.566 | operating | 1950 |  | 2014 |  |  |  | large |  |  |  | Yes |  |  | Yes | Yes |  |  |  | CIEEDAC DE Survey 2014 |  |  | 168.5 |  | 202300 | [11 empty] | Yes | [39 empty] | Yes | Yes | Yes | 20 |  | 20 | 19368000 |  | 19368000 | 13120 |  | 13120 | Yes |  | Yes |  |  |  | 145 | 14 | 9.5 | 180000 | 9000 | 13300
103306 | CFB Montreal - LP | FALSE | TRUE | FALSE | FALSE | Department of National Defense |  | Montreal | QC | 45.504 | -73.565 | operating | 1941 |  | 2017 | 9111 |  |  | Large | [10 empty] | Yes | CEEDC DE Survey 2019 | [16 empty] | Yes | [39 empty] | Yes | No | No |  |  |  | 1961909.85 | [8 empty] | No |  |  | 45.43
103307 | Govt of Canada Bldg | FALSE | FALSE | TRUE | FALSE | PWGSC |  | Montreal | QC | 45.505 | -73.564 | operating |  |  |  | 911 | [38 empty] | Yes
103308 | La Biosphère | FALSE | FALSE | TRUE | FALSE | Environnement Canada |  | Montreal | QC | 45.506 | -73.563 | operating | 1995 |  |  | 712 | [14 empty] | www.canren.gc.ca/renew_ene/index.asp?CaId=48&PgId=366 |  |  | 0.786 |  | 1757 | [18 empty] | Yes
103309 | Lady Meredith House | FALSE | FALSE | TRUE | FALSE | Engineering and Design Dept., McGill University |  | Montreal | QC | 45.507 | -73.562 | operating | 1991 |  |  | 6113 | [14 empty] | www.earthenergy.ca/montreal.html and NRCAN | [23 empty] | Yes
103310 | Lasalle Eco-center | FALSE | FALSE | TRUE | FALSE | City of Montreal |  | Montreal | QC | 45.508 | -73.561 | operating | 2011 |  | 2017 | 562 | [14 empty] | http://www.matrixenergy.ca/about-us/pr/lasalle-eco-center-pv-wind-system.html; http://www.reps.fi/datasheetsandmanuals/skystream37-europe_owners-manual-june-2007.pdf |  | 0.34 | [30 empty] | Yes
103311 | Gartshore Falls | FALSE | FALSE | TRUE | FALSE | Brookfield Renewable Power Inc. |  | Montreal River | QC | 45.467 | -73.89 | operating | 1958 |  | 2017 | 221 | [14 empty] | https://renewableops.brookfield.com/en/Presence/Global-Presence |  | 23 |  | 103000 | [27 empty] | Yes
103312 | Mont Copper Project | FALSE | FALSE | TRUE | FALSE | NextEra Energy Canada |  | Murdochville | QC | 48.959 | -65.495 | operating | 2004 |  | 2017 | 221 | [14 empty] | http://www.canwea.ca/en/CanadianWindFarms.html |  | 54 | [30 empty] | Yes
103313 | Mont Miller Wind Energy LP | FALSE | FALSE | TRUE | FALSE | NextEra Energy Canada |  | Murdochville | QC | 48.96 | -65.494 | operating | 2005 |  | 2017 | 221 | [14 empty] | CanWEA |  | 54 |  | 196000 | [28 empty] | Yes
103314 | New Richmond | FALSE | FALSE | TRUE | FALSE | TransAlta Corp. |  | New Richmond | QC | 48.162 | -65.857 | operating | 2013 |  | 2017 | 2211 | [14 empty] | CanWEA |  | 68 |  | 177000 | [28 empty] | Yes
103315 | Rapide-des-Cedres | FALSE | FALSE | TRUE | FALSE | Brookfield Power: Lievre Operations |  | Notre-Dame-du-Laus | QC | 46.144 | -75.586 | operating | 2005 |  | 2017 | 221 | [14 empty] | http://planenergierenouvelable.aqper.com/ |  | 9.3 |  | 53900 | [27 empty] | Yes
103316 | Chute des Chaudieres | FALSE | FALSE | TRUE | FALSE | Energy Ottawa |  | Ottawa River | QC | 46.644 | -76.75 | operating | 1913 |  | 2017 | 322 | [14 empty] | Statistics Canada. Electric Power Generating Stations, 2000. |  | 12 | [29 empty] | Yes
103317 | Oujé-Bougoumou Public Works | FALSE | TRUE | FALSE | FALSE |  |  | Ouje-Bougoumou | QC | 49.926 | -74.818 | operating | 1993 |  | 2017 |  |  |  | rural | [11 empty] | http://www.fvbenergy.com/projects/ouje-bougoumou-district-energy-system/ |  |  | 3.81 | [15 empty] | Yes |  |  | Yes
103318 | Petites-Bergeronnes | FALSE | FALSE | TRUE | FALSE | Axor |  | Petite Riviere Bergeronnes | QC | 48.269 | -69.501 | operating | 1994 |  | 2017 | 541 | [14 empty] | http://www.mrn.gouv.qc.ca/energie/forces/forces-repertoire-amenagements.jsp. Statistics Canada. Electric Power Generating Stations, 2000. |  | 4.2 | [29 empty] | Yes
103319 | Chute-Blanche | FALSE | FALSE | TRUE | FALSE | Hydro-Morin Inc. |  | Petite Riviere Peribonka | QC | 48.739 | -71.991 | operating | 1998 |  | 2017 | 221 | [14 empty] | Statistics Canada. Electric Power Generating Stations, 2000. |  | 1.2 | [29 empty] | Yes
103320 | La Cité Verte | FALSE | TRUE | FALSE | FALSE | SSQ, Société Immobilière |  | Quebec City | QC | 46.814 | -71.208 | operating | 2011 |  | 2017 | 221 |  |  | Large | Yes |  |  | Yes |  | Yes |  | Yes |  |  |  | CEEDC DE Survey 2019 |  |  | 5 |  | 1410.28 | [11 empty] | Yes |  |  |  |  | Yes | [11 empty] | Yes | 1191.49 |  |  |  |  | 14677.1 | [11 empty] | 197.64 | Yes | 165.24 |  |  | No | Yes | No |  | 32 |  |  | 453125 |  |  | 2390 |  |  | Yes |  |  | Yes |  |  | 5 |  |  | 3299.7 |  |  | 90 |  |  | 50
103321 | Raglan Mine Wind Turbine | FALSE | FALSE | TRUE | FALSE | Glencore | Tuliq Energy Co. | Raglan Mine | QC | 48.213 | -78.828 | operating | 2015 |  | 2017 | [17 empty] | 3 | [30 empty] | Yes
103322 | Rawdon | FALSE | FALSE | TRUE | FALSE | Liberty Power |  | Rawdon | QC | 46.065 | -73.734 | operating | 1994 |  | 2017 | 221 | [14 empty] | http://www.algonquinpower.com/business/facility/hydroelectric_rawdon.asp?choice=region. Statistics Canada. Electric Power Generating Stations, 2000. |  | 2.5 |  | 13871 | [27 empty] | Yes
103323 | Bersimis #1 | FALSE | FALSE | TRUE | FALSE | Hydro-Quebec |  | Centrale Bersimis #1 | QC | 49.296 | -69.551 | operating | 1956 |  | 2017 | 221 | [14 empty] | http://www.hydro.qc.ca/generation/hydroelectric/index.html. Statistics Canada. Electric Power Generating Stations, 2000. |  | 1178 |  | 6689032.2581 | [27 empty] | Yes
103324 | Jonquiere | FALSE | FALSE | TRUE | FALSE | PF Resolu Canada Inc. |  | Centrale Jonquiere | QC | 48.411 | -71.212 | operating | 1998 |  | 2017 | [15 empty] | http://planenergierenouvelable.aqper.com/ |  | 4.85 | [29 empty] | Yes
103325 | Jonquiere No. 1 | FALSE | FALSE | TRUE | FALSE | Ville de Saguenay |  | Centrale Jonquiere No. 1 | QC | 48.433 | -71.184 | operating | 1923 |  | 2017 | 221 | [14 empty] | Statistics Canada. Electric Power Generating Stations, 2000. |  | 4.5 |  | 30000 | [27 empty] | Yes
103326 | Outardes #2 | FALSE | FALSE | TRUE | FALSE | Hydro-Quebec |  | Centrale Outardes #2 | QC | 49.563 | -68.752 | operating | 1978 |  | 2017 | 221 | [14 empty] | http://www.hydro.qc.ca/generation/hydroelectric/index.html. Statistics Canada. Electric Power Generating Stations, 2000. |  | 523 |  | 2743785.8509 | [27 empty] | Yes
103327 | Outardes #3 | FALSE | FALSE | TRUE | FALSE | Hydro-Quebec |  | Centrale Outardes #3 | QC | 49.564 | -68.751 | operating | 1969 |  | 2017 | 221 | [14 empty] | http://www.hydro.qc.ca/generation/hydroelectric/index.html. Statistics Canada. Electric Power Generating Stations, 2000. |  | 1026 |  | 4100000 | [27 empty] | Yes
103328 | Outardes #4 | FALSE | FALSE | TRUE | FALSE | Hydro-Quebec |  | Centrale Outardes #4 | QC | 49.706 | -68.906 | operating | 1969 |  | 2017 | 221 | [14 empty] | http://www.hydro.qc.ca/generation/hydroelectric/index.html. Statistics Canada. Electric Power Generating Stations, 2000. |  | 785 |  | 3270458.7156 | [27 empty] | Yes
103329 | Besy | FALSE | FALSE | TRUE | FALSE | PF Resolu Canada Inc. |  | Centrale Besy | QC | 45.551 | -73.549 | operating | 2006 |  | 2017 | [15 empty] | http://www.pfresolu.com/installation_site.aspx?siteid=60&langtype=4105 |  | 18.5 |  | 120000 | [27 empty] | Yes
103330 | Saint-Narcisse | FALSE | FALSE | TRUE | FALSE | Hydro-Quebec |  | Centrale Saint-Narcisse | QC | 46.548 | -72.411 | operating | 1926 |  | 2017 | 2211 | [14 empty] | http://www.hydro.qc.ca/generation/hydroelectric/index.html. Statistics Canada. Electric Power Generating Stations, 2000. |  | 15 | [29 empty] | Yes
103331 | Bersimis #2 | FALSE | FALSE | TRUE | FALSE | Hydro-Quebec |  | Centrale Bersimis #2 | QC | 49.175 | -69.229 | operating | 1959 |  | 2017 | 221 | [14 empty] | http://www.hydro.qc.ca/generation/hydroelectric/index.html. Statistics Canada. Electric Power Generating Stations, 2000. |  | 869 |  | 3188112.7733 | [27 empty] | Yes
103332 | Petite High Falls | FALSE | FALSE | TRUE | FALSE | Nydro Norbyco |  | Riviere Blanche | QC | 45.514 | -75.584 | operating | 1999 |  | 2017 | [15 empty] | http://planenergierenouvelable.aqper.com/ |  | 0.5 | [29 empty] | Yes
103333 | Chutes-de-la-Chaudiere | FALSE | FALSE | TRUE | FALSE | Innergex Inc. |  | Centrale Chutes-de-la-Chaudiere | QC | 46.715 | -71.282 | operating | 1999 |  | 2017 | 221 | [14 empty] | http://www.innergex.com/innergex_anglais/frameset.html. Statistics Canada. Electric Power Generating Stations, 2000. |  | 25 |  | 116651 | [27 empty] | Yes
103334 | Chicoutimi | FALSE | FALSE | TRUE | FALSE | PF Resolu Canada Inc. |  | Centrale Chicoutimi | QC | 48.404 | -71.062 | operating | 1923 |  | 2017 | 322 | [14 empty] | http://www.pfresolu.com/installation_site.aspx?siteid=60&langtype=4105 |  | 8.2 |  | 55000 | [27 empty] | Yes
103335 | Belding | FALSE | FALSE | TRUE | FALSE | Ville de Coaticook |  | Belding | QC | 47.07 | -65.425 | operating | 1910 |  | 2017 | 913 | [14 empty] | Statistics Canada. Electric Power Generating Stations, 2000. |  | 1.5 | [29 empty] | Yes
103336 | Eustis | FALSE | FALSE | TRUE | FALSE | Hydro-Sherbrooke |  | Eustis | QC | 45.31 | -71.916 | operating | 1986 |  | 2017 | 221 | [14 empty] | http://ville.sherbrooke.qc.ca/fr/citoyens/shs.html. Statistics Canada. Electric Power Generating Stations, 2000. |  | 0.7 |  | 3578 | [27 empty] | Yes
103337 | Penman | FALSE | FALSE | TRUE | FALSE | Hydro-Coaticook |  | Coaticook | QC | 45.134 | -71.804 | operating | 1985 |  | 2017 | 913 | [14 empty] | Statistics Canada. Electric Power Generating Stations, 2000. |  | 2 | [29 empty] | Yes
103338 | Saint-Paul | FALSE | FALSE | TRUE | FALSE | Hydro-Coaticook |  | Centrale Saint-Paul | QC | 45.459 | -72.896 | operating | 1985 |  | 2017 | 913 | [14 empty] | Statistics Canada. Electric Power Generating Stations, 2000. |  | 0.9 | [29 empty] | Yes
103339 | Lac Robertson | FALSE | FALSE | TRUE | FALSE | Hydro-Quebec |  | Centrale Lac Robertson | QC | 50.999 | -59.062 | operating | 1995 |  | 2017 | 221 | [14 empty] | http://www.hydro.qc.ca/generation/hydroelectric/index.html. Statistics Canada. Electric Power Generating Stations, 2000. |  | 22 | [29 empty] | Yes
103340 | Rivieres des Prairies | FALSE | FALSE | TRUE | FALSE | Hydro-Quebec |  | Centrale Rivieres des Prairies | QC | 45.589 | -73.657 | operating | 1929 |  | 2017 | 2211 | [14 empty] | http://www.hydro.qc.ca/generation/hydroelectric/index.html. Statistics Canada. Electric Power Generating Stations, 2000. |  | 54 | [29 empty] | Yes
103341 | Baie-Saint-Paul | FALSE | FALSE | TRUE | FALSE | Societe d'Energie de Baie-Saint-Paul Inc. |  | Centrale Baie-Saint-Paul | QC | 47.449 | -70.518 | operating | 1997 |  | 2017 | [15 empty] | http://planenergierenouvelable.aqper.com/ |  | 0.8 | [29 empty] | Yes
103342 | Buckingham Hydroelectric | FALSE | FALSE | TRUE | FALSE | Boralex Inc. |  | Buckingham | QC | 45.586 | -75.417 | operating | 1913 |  | 2017 | 221 | [14 empty] | Statistics Canada. Electric Power Generating Stations, 2000. http://www.boralex.com/en/05_sites/description.html# |  | 10 |  | 76000 | [27 empty] | Yes
103343 | Dufferin Falls | FALSE | FALSE | TRUE | FALSE | Brookfield BRP Canada Corp. |  | Dufferin | QC | 46.812 | -71.204 | operating | 1958 |  | 2017 | 221 | [14 empty] | Statistics Canada. Electric Power Generating Stations, 2000. http://www.greatlakeshydro.com/presentations/FactSheets/FS-Lievre%20River%20Power%20System.pdf |  | 40.64 |  | 252875.0327 | [27 empty] | Yes
103344 | High Falls (Lievre) | FALSE | FALSE | TRUE | FALSE | Energie La Lievre S.E.C |  | High Falls | QC | 45.884 | -75.632 | operating | 1929 |  | 2017 | 221 | [14 empty] | Statistics Canada. Electric Power Generating Stations, 2000. http://www.greatlakeshydro.com/presentations/FactSheets/FS-Lievre%20River%20Power%20System.pdf |  | 114.1 |  | 613000 | [27 empty] | Yes
103345 | Masson | FALSE | FALSE | TRUE | FALSE | Energie La Lievre | SOCOM | Centrale Masson | QC | 45.542 | -75.759 | operating | 1933 |  | 2017 | 221 | [14 empty] | Statistics Canada. Electric Power Generating Stations, 2000. http://www.greatlakeshydro.com/presentations/FactSheets/FS-Lievre%20River%20Power%20System.pdf |  | 119.36 |  | 667000 | [27 empty] | Yes
103346 | Chute-a-Magnan (Saint-Paulin) | FALSE | FALSE | TRUE | FALSE | Innergex Inc. |  | Centrale Chute-a-Magnan (Saint-Paulin) | QC | 46.425 | -72.969 | operating | 1995 |  | 2017 | [15 empty] | http://planenergierenouvelable.aqper.com/ |  | 7.7 | [29 empty] | Yes
103347 | Ayers 1 et 2 | FALSE | FALSE | TRUE | FALSE | Ayers Ltee. |  | Riviere du Nord | QC | 45.758 | -74.194 | operating | 1929 |  | 2017 | 532 | [14 empty] | Statistics Canada. Electric Power Generating Stations, 2000. |  | 5.7 | [29 empty] | Yes
103348 | Saint-Jerome | FALSE | FALSE | TRUE | FALSE | Mini-Centrales de L'est Inc. |  | Centrale Saint-Jerome | QC | 45.778 | -73.999 | operating | 1997 |  | 2017 | 221 | [14 empty] | http://www.mrn.gouv.qc.ca/energie/forces/forces-repertoire-amenagements.jsp. Statistics Canada. Electric Power Generating Stations, 2000. |  | 1.5 | [29 empty] | Yes
103349 | Jean Guerin | FALSE | FALSE | TRUE | FALSE | Axor |  | Riviere Etchemin | QC | 46.746 | -71.199 | operating | 1998 |  | 2017 | 541 | [14 empty] | http://www.mrn.gouv.qc.ca/energie/forces/forces-repertoire-amenagements.jsp. Statistics Canada. Electric Power Generating Stations, 2000. |  | 5.88 | [29 empty] | Yes
103350 | Chelsea | FALSE | FALSE | TRUE | FALSE | Hydro-Quebec |  | Centrale Chelsea | QC | 45.513 | -75.778 | operating | 1927 |  | 2017 | 221 | [14 empty] | http://www.hydro.qc.ca/generation/hydroelectric/index.html. Statistics Canada. Electric Power Generating Stations, 2000. |  | 152 |  | 794771.2418 | [27 empty] | Yes
103351 | Paugan | FALSE | FALSE | TRUE | FALSE | Hydro-Quebec |  | Centrale Paugan | QC | 45.81 | -75.931 | operating | 1928 |  | 2017 | 221 | [14 empty] | http://www.hydro.qc.ca/generation/hydroelectric/index.html. Statistics Canada. Electric Power Generating Stations, 2000. |  | 226 |  | 1008823.5294 | [27 empty] | Yes
103352 | Rapides-Farmer | FALSE | FALSE | TRUE | FALSE | Hydro-Quebec |  | Centrale Rapides-Farmer | QC | 45.499 | -75.763 | operating | 1927 |  | 2017 | 221 | [14 empty] | http://www.hydro.qc.ca/generation/hydroelectric/index.html. Statistics Canada. Electric Power Generating Stations, 2000. |  | 104 |  | 529567.3077 | [27 empty] | Yes
103353 | Lebreux | FALSE | FALSE | TRUE | FALSE | Hydro Canomore Inc. |  | Riviere Hall | QC | 48.099 | -65.436 | operating | 1995 |  | 2017 | 221 | [14 empty] | Statistics Canada. Electric Power Generating Stations, 2000. |  | 1.04 | [29 empty] | Yes
103354 | Bird 1 and 2 | FALSE | FALSE | TRUE | FALSE | R.S.P. Energie Inc. |  | Centrale Bird 1 and 2 | QC | 46.749 | -71.71 | operating | 1937 |  | 2017 | 221 | [14 empty] | http://www.mrn.gouv.qc.ca/energie/forces/forces-repertoire-amenagements.jsp. Statistics Canada. Electric Power Generating Stations, 2000. |  | 4.78 | [29 empty] | Yes
103355 | McDougall | FALSE | FALSE | TRUE | FALSE | R.S.P. Energie Inc. |  | Centrale McDougall | QC | 46.74 | -71.696 | operating | 1925 |  | 2017 | 221 | [14 empty] | http://www.mrn.gouv.qc.ca/energie/forces/forces-repertoire-amenagements.jsp. Statistics Canada. Electric Power Generating Stations, 2000. |  | 8.5 | [29 empty] | Yes
103356 | Brisay | FALSE | FALSE | TRUE | FALSE | Hydro-Quebec |  | Centrale Brisay | QC | 54.442 | -70.531 | operating | 1993 |  | 2017 | 221 | [14 empty] | http://www.hydro.qc.ca/generation/hydroelectric/index.html. Statistics Canada. Electric Power Generating Stations, 2000. |  | 469 |  | 2400000 | [27 empty] | Yes
103357 | La Grande 1 | FALSE | FALSE | TRUE | FALSE | Hydro-Quebec |  | Centrale La Grande 1 | QC | 53.738 | -78.573 | operating | 1994 |  | 2017 | 221 | [14 empty] | http://www.hydro.qc.ca/generation/hydroelectric/index.html. Statistics Canada. Electric Power Generating Stations, 2000. |  | 1436 |  | 7200000 | [27 empty] | Yes
103358 | La Grande 2 A | FALSE | FALSE | TRUE | FALSE | Hydro-Quebec |  | Centrale La Grande 2 A | QC | 53.779 | -77.548 | operating | 1991 |  | 2017 | 221 | [16 empty] | 2106 | [29 empty] | Yes
103359 | La Grande 3 | FALSE | FALSE | TRUE | FALSE | Hydro-Quebec |  | Centrale La Grande 3 | QC | 53.73 | -75.968 | operating | 1982 |  | 2017 | 221 | [14 empty] | http://www.hydro.qc.ca/generation/hydroelectric/index.html. Statistics Canada. Electric Power Generating Stations, 2000. |  | 2418 |  | 12400000 | [27 empty] | Yes
103360 | La Grande 4 | FALSE | FALSE | TRUE | FALSE | Hydro-Quebec |  | Centrale La Grande 4 | QC | 53.886 | -73.463 | operating | 1984 |  | 2017 | 221 | [14 empty] | http://www.hydro.qc.ca/generation/hydroelectric/index.html. Statistics Canada. Electric Power Generating Stations, 2000. |  | 2779 |  | 13300000 | [27 empty] | Yes
103361 | Laforge 1 | FALSE | FALSE | TRUE | FALSE | Hydro-Quebec |  | Centrale Laforge 1 | QC | 54.17 | -72.612 | operating | 1993 |  | 2017 | 221 | [14 empty] | http://www.hydro.qc.ca/generation/hydroelectric/index.html. Statistics Canada. Electric Power Generating Stations, 2000. |  | 878 |  | 4100000 | [27 empty] | Yes
103362 | Laforge 2 | FALSE | FALSE | TRUE | FALSE | Hydro-Quebec |  | Centrale Laforge 2 | QC | 54.589 | -71.278 | operating | 1996 |  | 2017 | 221 | [14 empty] | http://www.hydro.qc.ca/generation/hydroelectric/index.html. Statistics Canada. Electric Power Generating Stations, 2000. |  | 319 |  | 1700000 | [27 empty] | Yes
103363 | Robert-Bourassa | FALSE | FALSE | TRUE | FALSE | Hydro-Quebec |  | Centrale Robert-Bourassa | QC | 53.795 | -77.44 | operating | 1979 |  | 2017 | 2211 | [14 empty] | http://www.hydro.qc.ca/generation/hydroelectric/index.html. Statistics Canada. Electric Power Generating Stations, 2000. |  | 5616 |  | 27430000 | [27 empty] | Yes
103364 | Sarcelle | FALSE | FALSE | TRUE | FALSE | Hydro-Quebec |  | Centrale Sarcelle | QC | 52.667 | -76.635 | operating | 2013 |  | 2017 | [15 empty] | http://www.hydro.qc.ca/generation/hydroelectric/index.html. Statistics Canada. Electric Power Generating Stations, 2000. |  | 150 | [29 empty] | Yes
103365 | La Sarre 1 | FALSE | FALSE | TRUE | FALSE | Hydro-Abitibi Inc. |  | Centrale La Sarre 1 | QC | 47.768 | -78.311 | operating | 1994 |  | 2017 | 2211 | [14 empty] | Statistics Canada. Electric Power Generating Stations, 2000. |  | 1 | [29 empty] | Yes
103366 | La Sarre 2 | FALSE | FALSE | TRUE | FALSE | Hydro-Abitibi Inc. |  | Centrale La Sarre 2 | QC | 47.769 | -78.31 | operating | 1995 |  | 2017 | 221 | [14 empty] | Statistics Canada. Electric Power Generating Stations, 2000. |  | 0.8 | [29 empty] | Yes
103367 | Abenaquis | FALSE | FALSE | TRUE | FALSE | Ville de Sherbrooke |  | Centrale Abenaquis | QC | 45.405 | -71.893 | operating | 1910 |  | 2017 | 221 | [14 empty] | http://ville.sherbrooke.qc.ca/fr/citoyens/shs.html. Statistics Canada. Electric Power Generating Stations, 2000. |  | 2.8 |  | 12268 | [27 empty] | Yes
103368 | Drummond | FALSE | FALSE | TRUE | FALSE | Hydro-Sherbrooke |  | Centrale Drummond | QC | 45.887 | -72.484 | operating | 1928 |  | 2017 | 221 | [14 empty] | http://ville.sherbrooke.qc.ca/fr/citoyens/shs.html. Statistics Canada. Electric Power Generating Stations, 2000. |  | 0.6 |  | 3067 | [27 empty] | Yes
103369 | Frontenac | FALSE | FALSE | TRUE | FALSE | Ville de Sherbrooke |  | Centrale Frontenac | QC | 44.962 | -76.929 | operating | 1917 |  | 2017 | 221 | [14 empty] | http://ville.sherbrooke.qc.ca/fr/citoyens/shs.html. Statistics Canada. Electric Power Generating Stations, 2000. |  | 2.2 |  | 12268 | [27 empty] | Yes
103370 | Grande-Dame | FALSE | FALSE | TRUE | FALSE | Hydro-Magog |  | Centrale Grande-Dame | QC | 45.273 | -72.106 | operating | 1911 |  | 2017 | 221 | [14 empty] | http://planenergierenouvelable.aqper.com/ |  | 2 | [29 empty] | Yes
103371 | Memphremagog | FALSE | FALSE | TRUE | FALSE | Ville de Magog |  | Centrale Memphremagog | QC | 45.17 | -72.163 | operating | 1911 |  | 2017 | 221 | [14 empty] | http://ville.sherbrooke.qc.ca/fr/citoyens/shs.html. Statistics Canada. Electric Power Generating Stations, 2000. |  | 1.9 |  | 10012.8 | [27 empty] | Yes
103372 | Paton | FALSE | FALSE | TRUE | FALSE | Ville de Sherbrooke |  | Dolbeau-Mistassini | QC | 48.883 | -72.231 | operating | 1926 |  | 2017 | 221 | [14 empty] | http://ville.sherbrooke.qc.ca/fr/citoyens/shs.html. Statistics Canada. Electric Power Generating Stations, 2000. |  | 1.7 |  | 7361 | [27 empty] | Yes
103373 | Rock Forest | FALSE | FALSE | TRUE | FALSE | Ville de Sherbrooke |  | Centrale Rock Forest | QC | 45.355 | -71.994 | operating | 1911 |  | 2017 | 221 | [14 empty] | http://ville.sherbrooke.qc.ca/fr/citoyens/shs.html. Statistics Canada. Electric Power Generating Stations, 2000. |  | 2.7 |  | 14824 | [27 empty] | Yes
103374 | Hart-Jaune | FALSE | FALSE | TRUE | FALSE | Hydro-Quebec |  | Centrale Hart-Jaune | QC | 51.785 | -67.913 | operating | 1960 |  | 2017 | 221 | [14 empty] | http://www.hydro.qc.ca/generation/hydroelectric/index.html. Statistics Canada. Electric Power Generating Stations, 2000. |  | 51 |  | 303157.8947 | [27 empty] | Yes
103375 | Manic 1 | FALSE | FALSE | TRUE | FALSE | Hydro-Quebec |  | Centrale Manic 1 | QC | 49.192 | -68.33 | operating | 1966 |  | 2017 | 221 | [14 empty] | http://www.hydro.qc.ca/generation/hydroelectric/index.html. Statistics Canada. Electric Power Generating Stations, 2000. |  | 184 |  | 934000 | [27 empty] | Yes
103376 | Manic 2 (Jean-Lesage) | FALSE | FALSE | TRUE | FALSE | Hydro-Quebec |  | Centrale Manic 2 | QC | 49.321 | -68.347 | operating | 1965 |  | 2017 | 221 | [14 empty] | http://www.hydro.qc.ca/generation/hydroelectric/index.html. Statistics Canada. Electric Power Generating Stations, 2000. |  | 1229 |  | 6007957.2573 | [27 empty] | Yes
103377 | Manic 3 (Rene-Levesque) | FALSE | FALSE | TRUE | FALSE | Hydro-Quebec |  | Centrale Manic 3 | QC | 50.647 | -68.724 | operating | 1975 |  | 2017 | 221 | [14 empty] | http://www.hydro.qc.ca/generation/hydroelectric/index.html. Statistics Canada. Electric Power Generating Stations, 2000. |  | 1326 |  | 5500000 | [27 empty] | Yes
103378 | Manic 5 | FALSE | FALSE | TRUE | FALSE | Hydro-Quebec |  | Centrale Manic 5 | QC | 50.648 | -68.723 | operating | 1970 |  | 2017 | 221 | [14 empty] | http://www.hydro.qc.ca/generation/hydroelectric/index.html. Statistics Canada. Electric Power Generating Stations, 2000. |  | 1596 |  | 7717142.8571 | [27 empty] | Yes
103379 | Manic 5 PA | FALSE | FALSE | TRUE | FALSE | Hydro-Quebec |  | Centrale Manic 5 PA | QC | 49.193 | -68.329 | operating | 1989 |  | 2017 | 221 | [16 empty] | 1064 | [29 empty] | Yes
103380 | McCormick Dam | FALSE | FALSE | TRUE | FALSE | Hydro-Quebec | Alcoa | Baie-Comeau | QC | 49.221 | -68.15 | operating | 1957 |  | 2017 | 322 | [14 empty] | Statistics Canada. Electric Power Generating Stations, 2000. |  | 350.38 | [29 empty] | Yes
103381 | Maquatua | FALSE | FALSE | TRUE | FALSE | Societe Sakami Eeyou |  | Wemindji | QC | 53.049 | -78.714 | operating | 1985 |  | 2017 | 914 | [14 empty] | Statistics Canada. Electric Power Generating Stations, 2000. |  | 1.1 | [29 empty] | Yes
103382 | Minashtuk | FALSE | FALSE | TRUE | FALSE | Minashtuk S.E.C. |  | Dolbeau-Mistassini | QC | 48.884 | -72.23 | operating | 2000 |  | 2017 | 221 | [14 empty] | Statistics Canada. Electric Power Generating Stations, 2000. http://www.autochtones.com/mamuitun/nego/partenariat.htm |  | 12 |  | 65000 | [27 empty] | Yes
103383 | Mitis #1 | FALSE | FALSE | TRUE | FALSE | Hydro-Quebec |  | Centrale Mitis #1 | QC | 48.604 | -68.139 | operating | 1922 |  | 2017 | 221 | [14 empty] | http://www.hydro.qc.ca/generation/hydroelectric/index.html. Statistics Canada. Electric Power Generating Stations, 2000. |  | 6 | [29 empty] | Yes
103384 | Mitis #2 | FALSE | FALSE | TRUE | FALSE | Hydro-Quebec |  | Centrale Mitis #2 | QC | 48.622 | -68.139 | operating | 1947 |  | 2017 | 221 | [14 empty] | http://www.hydro.qc.ca/generation/hydroelectric/index.html. Statistics Canada. Electric Power Generating Stations, 2000. |  | 4 | [29 empty] | Yes
103385 | Beauport Power Station | FALSE | FALSE | TRUE | FALSE | Boralex Inc. |  | Centrale Beauport Power Station | QC | 46.871 | -71.162 | operating | 1908 |  | 2017 | 221 | [14 empty] | https://www.boralex.com/projects/beauport |  | 4 | [29 empty] | Yes
103386 | Marches-Naturelles | FALSE | FALSE | TRUE | FALSE | Boralex Inc. |  | Marches-Naturelles | QC | 46.893 | -71.152 | operating | 1995 |  | 2017 | [15 empty] | http://planenergierenouvelable.aqper.com/ |  | 4.6 | [29 empty] | Yes
103387 | Saint-Jovite | FALSE | FALSE | TRUE | FALSE | Les Apotres de l'Amour Infini |  | Centrale Saint-Jovite | QC | 46.113 | -74.591 | operating | 1985 |  | 2017 | [15 empty] | http://planenergierenouvelable.aqper.com/ |  | 0.3 | [29 empty] | Yes
103388 | W.R. Beatty | FALSE | FALSE | TRUE | FALSE | Brookfield Renewable Power Inc. |  | W.R. Beatty | QC | 45.451 | -73.58 | operating | 1917 |  | 2017 | 221 | [14 empty] | Statistics Canada. Electric Power Generating Stations, 2000. |  | 11.65 |  | 82500 | [27 empty] | Yes
103389 | Bryson | FALSE | FALSE | TRUE | FALSE | Hydro-Quebec |  | Centrale Bryson | QC | 45.661 | -76.631 | operating | 1925 |  | 2017 | 221 | [14 empty] | http://www.hydro.qc.ca/generation/hydroelectric/index.html. Statistics Canada. Electric Power Generating Stations, 2000. |  | 56 | [29 empty] | Yes
103390 | Carillon | FALSE | FALSE | TRUE | FALSE | Hydro-Quebec |  | Centrale Carillon | QC | 45.568 | -74.383 | operating | 1962 |  | 2017 | 221 | [14 empty] | http://www.hydro.qc.ca/generation/hydroelectric/index.html. Statistics Canada. Electric Power Generating Stations, 2000. |  | 753 |  | 3002401.5957 | [27 empty] | Yes
103391 | Chute-des-Chats | FALSE | FALSE | TRUE | FALSE | Hydro-Quebec |  | Centrale Chute-des-Chats | QC | 45.475 | -76.238 | operating | 1931 |  | 2017 | 221 | [14 empty] | http://www.hydro.qc.ca/generation/hydroelectric/index.html. Statistics Canada. Electric Power Generating Stations, 2000. |  | 92 |  | 793281.075 | [27 empty] | Yes
103392 | Hull #2 | FALSE | FALSE | TRUE | FALSE | Hydro-Quebec |  | Centrale Hull #2 | QC | 45.422 | -75.72 | operating | 1920 |  | 2017 | 221 | [14 empty] | http://www.hydro.qc.ca/generation/hydroelectric/index.html. Statistics Canada. Electric Power Generating Stations, 2000. |  | 27 | [29 empty] | Yes
103393 | Premiere-Chute | FALSE | FALSE | TRUE | FALSE | Hydro-Quebec |  | Centrale Premiere-Chute | QC | 47.601 | -79.452 | operating | 1968 |  | 2017 | 221 | [14 empty] | http://www.hydro.qc.ca/generation/hydroelectric/index.html. Statistics Canada. Electric Power Generating Stations, 2000. |  | 131 |  | 600000 | [27 empty] | Yes
103394 | Rapide #2 | FALSE | FALSE | TRUE | FALSE | Hydro-Quebec |  | Centrale Rapide #2 | QC | 47.934 | -78.576 | operating | 1954 |  | 2017 | 221 | [14 empty] | http://www.hydro.qc.ca/generation/hydroelectric/index.html. Statistics Canada. Electric Power Generating Stations, 2000. |  | 67 |  | 453333.3333 | [27 empty] | Yes
103395 | Rapide #7 | FALSE | FALSE | TRUE | FALSE | Hydro-Quebec |  | Centrale Rapide #7 | QC | 47.769 | -78.313 | operating | 1941 |  | 2017 | 221 | [14 empty] | http://www.hydro.qc.ca/generation/hydroelectric/index.html. Statistics Canada. Electric Power Generating Stations, 2000. |  | 67 |  | 340000 | [27 empty] | Yes
103396 | Rapides-des-Iles | FALSE | FALSE | TRUE | FALSE | Hydro-Quebec |  | Centrale Rapides-des-Iles | QC | 47.576 | -79.355 | operating | 1966 |  | 2017 | 2211 | [14 empty] | http://www.hydro.qc.ca/generation/hydroelectric/index.html. Statistics Canada. Electric Power Generating Stations, 2000. |  | 176 |  | 700000 | [27 empty] | Yes
103397 | Rapides-des-Quinze | FALSE | FALSE | TRUE | FALSE | Hydro-Quebec |  | Centrale Rapides-des-Quinze | QC | 47.59 | -79.295 | operating | 1923 |  | 2017 | 2211 | [14 empty] | http://www.hydro.qc.ca/generation/hydroelectric/index.html. Statistics Canada. Electric Power Generating Stations, 2000. |  | 103 |  | 754368.932 | [27 empty] | Yes
103399 | Chute-à-la-Savane | FALSE | FALSE | TRUE | FALSE | Rio Tinto Alcan Inc. |  | Centrale Chute-a-la-Savane | QC | 48.754 | -71.84 | operating | 1953 |  | 2017 | 331 | [14 empty] | http://planenergierenouvelable.aqper.com/ |  | 245 | [29 empty] | Yes
103400 | Chute-des-Passes | FALSE | FALSE | TRUE | FALSE | Rio Tinto Alcan Inc. |  | Centrale Chute-des-Passes | QC | 49.842 | -71.172 | operating | 1959 |  | 2017 | 331 | [14 empty] | http://planenergierenouvelable.aqper.com/ |  | 833 |  | 5404552 | [27 empty] | Yes
103401 | Chute-du-Diable | FALSE | FALSE | TRUE | FALSE | Rio Tinto Alcan Inc. |  | Riviere Peribonka | QC | 48.74 | -71.99 | operating | 1952 |  | 2017 | 331 | [14 empty] | http://planenergierenouvelable.aqper.com/ |  | 205 |  | 1497295 | [27 empty] | Yes
103402 | Péribonka | FALSE | FALSE | TRUE | FALSE | Hydro-Quebec |  | Centrale Peribonka | QC | 49.508 | -71.183 | operating | 2007 |  | 2017 | 221 | [14 empty] | http://planenergierenouvelable.aqper.com/ |  | 385 | [29 empty] | Yes
103403 | Pentecote | FALSE | FALSE | TRUE | FALSE | Societe d'Energie Cote Nord Inc. |  | Port-Cartier | QC | 50.021 | -66.876 | operating | 1999 |  | 2017 | 221 | [14 empty] | Statistics Canada. Electric Power Generating Stations, 2000. |  | 2 |  | 5993 | [27 empty] | Yes
103404 | Romaine-1 | FALSE | FALSE | TRUE | FALSE | Hydro-Quebec |  | Lac Brule | QC | 52.261 | -63.806 | operating | 2015 |  | 2017 | [15 empty] | http://www.hydro.qc.ca/generation/hydroelectric/index.html. Statistics Canada. Electric Power Generating Stations, 2000. |  | 290 | [29 empty] | Yes
103405 | Romaine-2 | FALSE | FALSE | TRUE | FALSE | Hydro-Quebec |  | Lac Brule | QC | 52.262 | -63.805 | operating | 2014 |  | 2017 | [15 empty] | http://www.hydro.qc.ca/generation/hydroelectric/index.html. Statistics Canada. Electric Power Generating Stations, 2000. |  | 640 | [29 empty] | Yes
103406 | Chute-Bell | FALSE | FALSE | TRUE | FALSE | Hydro-Quebec |  | Centrale Chute-Bell | QC | 45.774 | -74.686 | operating | 1915 |  | 2017 | 221 | [14 empty] | http://www.hydro.qc.ca/generation/hydroelectric/index.html. Statistics Canada. Electric Power Generating Stations, 2000. |  | 10 | [29 empty] | Yes
103407 | Chute-à-Caron | FALSE | FALSE | TRUE | FALSE | Rio Tinto Alcan Inc. |  | Centrale Chute-a-Caron | QC | 48.451 | -71.254 | operating | 1931 |  | 2017 | 331 | [14 empty] | http://planenergierenouvelable.aqper.com/ |  | 224 |  | 542259 | [27 empty] | Yes
103408 | Shipshaw | FALSE | FALSE | TRUE | FALSE | Rio Tinto Alcan Inc. |  | Shipshaw | QC | 48.466 | -71.265 | operating | 1942 |  | 2017 | 3313 | [14 empty] | http://planenergierenouvelable.aqper.com/ |  | 947 |  | 6916785 | [27 empty] | Yes
103409 | Sainte-Marguerite-3 | FALSE | FALSE | TRUE | FALSE | Hydro-Quebec |  | Centrale Sainte-Marguerite-3 | QC | 50.79 | -66.792 | operating | 2003 |  | 2017 | 221 | [14 empty] | http://www.hydro.qc.ca/generation/hydroelectric/index.html. Statistics Canada. Electric Power Generating Stations, 2000. |  | 882 | [29 empty] | Yes
103410 | Chute-Burroughs | FALSE | FALSE | TRUE | FALSE | Hydro-Quebec |  | Chute-Burroughs | QC | 45.15 | -72.022 | operating | 1929 |  | 2017 | 221 | [14 empty] | http://www.hydro.qc.ca/generation/hydroelectric/index.html. Statistics Canada. Electric Power Generating Stations, 2000. |  | 2 | [29 empty] | Yes
103411 | Anse-Saint-Jean | FALSE | FALSE | TRUE | FALSE | Hydro-Morin Inc. |  | Anse-Saint-Jean | QC | 48.114 | -70.364 | operating | 1994 |  | 2017 | [15 empty] | http://planenergierenouvelable.aqper.com/ |  | 0.45 | [29 empty] | Yes
103412 | Rocher-de-Grand-mère | FALSE | FALSE | TRUE | FALSE | Hydro-Quebec |  | Rocher-de-Grand-mere | QC | 46.619 | -72.685 | operating | 2004 |  | 2017 | 221 | [14 empty] | http://www.hydro.qc.ca/generation/hydroelectric/index.html. Statistics Canada. Electric Power Generating Stations, 2000. |  | 230 |  | 1300000 | [27 empty] | Yes
103413 | Chute-aux-Galets | FALSE | FALSE | TRUE | FALSE | PF Resolu Canada Inc. |  | Chute-aux-Galets | QC | 48.651 | -71.196 | operating | 1921 |  | 2017 | 322 | [14 empty] | http://www.pfresolu.com/installation_site.aspx?siteid=60&langtype=4105 |  | 14.4 |  | 112000 | [27 empty] | Yes
103414 | Murdock Wilson | FALSE | FALSE | TRUE | FALSE | PF Resolu Canada Inc. |  | Shipshaw | QC | 48.467 | -71.264 | operating | 1957 |  | 2017 | 322 | [14 empty] | http://www.pfresolu.com/installation_site.aspx?siteid=60&langtype=4105 |  | 55 |  | 360000 | [27 empty] | Yes
103415 | Onatchiway | FALSE | FALSE | TRUE | FALSE | PF Resolu Canada Inc. |  | Onatchiway | QC | 49.039 | -71.053 | operating | 1925 |  | 2017 | [15 empty] | http://planenergierenouvelable.aqper.com/ |  | 0.18 | [29 empty] | Yes
103416 | Low | FALSE | FALSE | TRUE | FALSE | Hydro Low |  | Centrale Low | QC | 45.811 | -75.93 | operating | 1993 |  | 2017 | [15 empty] | http://planenergierenouvelable.aqper.com/ |  | 0.25 | [29 empty] | Yes
103417 | Sept-Chutes | FALSE | FALSE | TRUE | FALSE | Hydro-Quebec |  | Centrale Sept-Chutes | QC | 47.123 | -70.829 | operating | 1916 |  | 2017 | 2211 | [14 empty] | http://www.hydro.qc.ca/generation/hydroelectric/index.html. Statistics Canada. Electric Power Generating Stations, 2000. |  | 22 | [29 empty] | Yes
103418 | Sainte-Marguerite 1 | FALSE | FALSE | TRUE | FALSE | Innergex Inc. | Desjardins Group | Centrale Sainte-Marguerite 1 | QC | 48.278 | -67.191 | operating | 1993 |  | 2017 | 221 | [14 empty] | http://planenergierenouvelable.aqper.com/ |  | 27.36 |  | 166500 | [27 empty] | Yes
103419 | SM2 | FALSE | FALSE | TRUE | FALSE | Compagnie Gulf-Power |  | Centrale SM2 | QC | 45.534 | -73.653 | operating | 1954 |  | 2017 | 331 | [14 empty] | http://planenergierenouvelable.aqper.com/ |  | 17.9 | [29 empty] | Yes
103420 | Barrage-Larocque (Hydro Bromptonville) | FALSE | FALSE | TRUE | FALSE | Kruger Energy |  | Barrage-Larocque | QC | 45.479 | -71.953 | operating | 1997 |  | 2017 | 322 | [14 empty] | Statistics Canada. Electric Power Generating Stations, 2000. |  | 9.9 |  | 60000 | [27 empty] | Yes
103421 | Chute-Hemmings | FALSE | FALSE | TRUE | FALSE | Hydro-Quebec |  | Centrale Chute-Hemmings | QC | 45.863 | -72.45 | operating | 1925 |  | 2017 | 221 | [14 empty] | http://www.hydro.qc.ca/generation/hydroelectric/index.html. Statistics Canada. Electric Power Generating Stations, 2000. |  | 29 | [29 empty] | Yes
103422 | Drummondville | FALSE | FALSE | TRUE | FALSE | Hydro-Quebec |  | Centrale Drummondville | QC | 45.864 | -72.449 | operating | 1910 |  | 2017 | 221 | [14 empty] | http://www.hydro.qc.ca/generation/hydroelectric/index.html. Statistics Canada. Electric Power Generating Stations, 2000. |  | 16 | [29 empty] | Yes
103423 | East Angus Power Station | FALSE | FALSE | TRUE | FALSE | Boralex Inc. |  | East Angus | QC | 45.483 | -71.66 | operating | 1992 |  | 2017 | 221 | [14 empty] | Statistics Canada. Electric Power Generating Stations, 2000. http://www.boralex.com/en/05_sites/description.html# |  | 2.2 |  | 15000 | [27 empty] | Yes
103424 | Weedon | FALSE | FALSE | TRUE | FALSE | Ville de Sherbrooke |  | Weedon | QC | 45.7 | -71.461 | operating | 1920 |  | 2017 | 221 | [14 empty] | http://ville.sherbrooke.qc.ca/fr/citoyens/shs.html. Statistics Canada. Electric Power Generating Stations, 2000. |  | 4 |  | 15949 | [27 empty] | Yes
103425 | Westbury | FALSE | FALSE | TRUE | FALSE | Ville de Sherbrooke |  | Centrale Westbury | QC | 45.471 | -71.59 | operating | 1929 |  | 2017 | 221 | [14 empty] | http://ville.sherbrooke.qc.ca/fr/citoyens/shs.html. Statistics Canada. Electric Power Generating Stations, 2000. |  | 4.8 |  | 20447 | [27 empty] | Yes
103426 | Beaumont | FALSE | FALSE | TRUE | FALSE | Hydro-Quebec |  | Centrale Beaumont | QC | 47.556 | -72.837 | operating | 1958 |  | 2017 | 221 | [14 empty] | http://www.hydro.qc.ca/generation/hydroelectric/index.html. Statistics Canada. Electric Power Generating Stations, 2000. |  | 270 |  | 1500000 | [27 empty] | Yes
103427 | Grand-Mere | FALSE | FALSE | TRUE | FALSE | Hydro-Quebec |  | Centrale Grand-Mere | QC | 46.615 | -72.676 | operating | 1915 |  | 2017 | 221 | [14 empty] | http://www.hydro.qc.ca/generation/hydroelectric/index.html. Statistics Canada. Electric Power Generating Stations, 2000. |  | 67 | [29 empty] | Yes
103428 | La Gabelle | FALSE | FALSE | TRUE | FALSE | Hydro-Quebec |  | Centrale La Gabelle | QC | 46.449 | -72.74 | operating | 1924 |  | 2017 | 221 | [14 empty] | http://www.hydro.qc.ca/generation/hydroelectric/index.html. Statistics Canada. Electric Power Generating Stations, 2000. |  | 131 |  | 918034.3512 | [27 empty] | Yes
103429 | La Tuque | FALSE | FALSE | TRUE | FALSE | Hydro-Quebec |  | Centrale La Tuque | QC | 47.443 | -72.774 | operating | 1940 |  | 2017 | 221 | [14 empty] | http://www.hydro.qc.ca/generation/hydroelectric/index.html. Statistics Canada. Electric Power Generating Stations, 2000. |  | 294 |  | 1550000 | [27 empty] | Yes
103430 | Rapide-Blanc | FALSE | FALSE | TRUE | FALSE | Hydro-Quebec |  | Centrale Rapide-Blanc | QC | 47.797 | -72.973 | operating | 1934 |  | 2017 | 221 | [14 empty] | http://www.hydro.qc.ca/generation/hydroelectric/index.html. Statistics Canada. Electric Power Generating Stations, 2000. |  | 204 |  | 100000 | [27 empty] | Yes
103431 | Shawinigan 2 | FALSE | FALSE | TRUE | FALSE | Hydro-Quebec |  | Centrale Shawinigan 2 | QC | 46.537 | -72.767 | operating | 1911 |  | 2017 | 2211 | [14 empty] | http://www.hydro.qc.ca/generation/hydroelectric/index.html. Statistics Canada. Electric Power Generating Stations, 2000. |  | 200 | [29 empty] | Yes
103432 | Shawinigan 3 | FALSE | FALSE | TRUE | FALSE | Hydro-Quebec |  | Centrale Shawinigan 3 | QC | 46.534 | -72.765 | operating | 1948 |  | 2017 | 221 | [14 empty] | http://planenergierenouvelable.aqper.com/ |  | 194 | [29 empty] | Yes
103433 | Thibaudeau-Ricard | FALSE | FALSE | TRUE | FALSE | Thibaudeau-Ricard Inc. |  | Centrale Thibaudeau-Ricard | QC | 46.545 | -72.755 | operating | 1997 |  | 2017 | 221 | [14 empty] | Statistics Canada. Electric Power Generating Stations, 2000. |  | 4.95 | [29 empty] | Yes
103434 | Trenche | FALSE | FALSE | TRUE | FALSE | Hydro-Quebec |  | Centrale Trenche | QC | 47.754 | -72.879 | operating | 1950 |  | 2017 | 2211 | [14 empty] | http://www.hydro.qc.ca/generation/hydroelectric/index.html. Statistics Canada. Electric Power Generating Stations, 2000. |  | 302 |  | 1594285.7143 | [27 empty] | Yes
103435 | Moulin-aux-Abenaquis | FALSE | FALSE | TRUE | FALSE | 9070-0375 Quebec |  | Moulin-aux-Abenakis | QC | 46.584 | -70.815 | operating | 1997 |  | 2017 | [15 empty] | http://planenergierenouvelable.aqper.com/ |  | 0.18 | [29 empty] | Yes
103436 | Fraser | FALSE | FALSE | TRUE | FALSE | Hydro-Fraser Inc. |  | Centrale Fraser | QC | 49.236 | -123.09 | operating | 1992 |  | 2017 | 221 | [14 empty] | http://www.mrn.gouv.qc.ca/energie/forces/forces-repertoire-amenagements.jsp. Statistics Canada. Electric Power Generating Stations, 2000. |  | 2.3 | [29 empty] | Yes
103437 | Riviere-du-Loup | FALSE | FALSE | TRUE | FALSE | Liberty Power |  | Centrale Riviere-du-Loup | QC | 47.837 | -69.501 | operating | 1995 |  | 2017 | 221 | [14 empty] | http://www.algonquinpower.com/business/facility/hydroelectric_riviereduloup.asp?choice=region. Statistics Canada. Electric Power Generating Stations, 2000. |  | 2.55 |  | 17477 | [27 empty] | Yes
103438 | Montmagny | FALSE | FALSE | TRUE | FALSE | Innergex Inc. |  | Centrale Montmagny | QC | 46.981 | -70.558 | operating | 1996 |  | 2017 | 221 | [14 empty] | http://www.innergex.com/innergex_anglais/frameset.html. Statistics Canada. Electric Power Generating Stations, 2000. |  | 2.1 |  | 7211 | [27 empty] | Yes
103439 | Saint-Alban | FALSE | FALSE | TRUE | FALSE | Liberty Power |  | Saint-Alban | QC | 46.717 | -72.079 | operating | 1996 |  | 2017 | 221 | [14 empty] | http://www.algonquinpower.com/business/facility/hydroelectric_alban.asp?choice=region. Statistics Canada. Electric Power Generating Stations, 2000. |  | 8.2 |  | 38726 | [27 empty] | Yes
103440 | Saint-Damase | FALSE | FALSE | TRUE | FALSE | Liberty Power |  | Saint-Damase | QC | 45.502 | -73.027 | operating | 2014 |  | 2017 | [17 empty] | 24 | [30 empty] | Yes
103441 | PN-1 Facility (part of Portneuf Facilities) | FALSE | FALSE | TRUE | FALSE | Innergex Inc. |  | Sainte-Anne-de-Portneuf | QC | 48.666 | -69.179 | operating | 1996 |  | 2017 | 221 | [14 empty] | http://www.innergex.com/innergex_anglais/frameset.html. Statistics Canada. Electric Power Generating Stations, 2000. |  | 8 |  | 40003 | [27 empty] | Yes
103442 | PN-2 Facility (Portneuf Facilities) | FALSE | FALSE | TRUE | FALSE | Innergex Inc. |  | Sainte-Anne-de-Portneuf | QC | 48.667 | -69.178 | operating | 1996 |  | 2017 | 221 | [14 empty] | http://www.innergex.com/innergex_anglais/frameset.html. Statistics Canada. Electric Power Generating Stations, 2000. |  | 9.99 |  | 69025 | [27 empty] | Yes
103443 | PN-3 (part of the Portneuf Facilities) | FALSE | FALSE | TRUE | FALSE | Innergex Inc. |  | Sainte-Anne-de-Portneuf | QC | 48.668 | -69.177 | operating | 1996 |  | 2017 | 221 | [14 empty] | http://www.innergex.com/innergex_anglais/frameset.html. Statistics Canada. Electric Power Generating Stations, 2000. |  | 8 |  | 42670 | [27 empty] | Yes
103444 | De l’Erable | FALSE | FALSE | TRUE | FALSE | Elecnor |  | Saint-Pierre-Baptiste | QC | 46.207 | -71.614 | operating | 2013 |  | 2017 | 2211 | [14 empty] | CanWEA |  | 100 | [30 empty] | Yes
103445 | Saint-Félicien Resolute Forest Products | TRUE | FALSE | TRUE | FALSE | Resolute FP Canada Inc. |  | Saint-Felicien | QC | 48.652 | -72.449 | operating | 1981 |  | 2015 | 322 | [14 empty] | CEEDC Cogen survey 2019 | [17 empty] | Yes |  |  |  | Yes | Yes | [12 empty] | 435401 |  |  |  | 2896806 | 8884568
103446 | Ecole Professionelle de Saint-Hyacinthe | FALSE | FALSE | TRUE | FALSE | Ecole Professionelle de Saint-Hyacinthe |  | Saint-Hyacinthe | QC | 45.631 | -72.956 | operating | 1994 |  |  | 611 | [14 empty] | www.canren.gc.ca/renew_ene/index.asp?CaId=48&PgId=354 |  |  |  |  | 50 | [18 empty] | Yes
103447 | Massif du Sud | FALSE | FALSE | TRUE | FALSE | EDF EN Canada Inc. |  | Saint-Luc-de-Bellechasse | QC | 46.525 | -70.485 | operating | 2013 |  | 2017 | 2211 | [14 empty] | CanWEA |  | 150 | [30 empty] | Yes
103448 | Chute-Allard | FALSE | FALSE | TRUE | FALSE | Hydro-Quebec |  | Saint-Maurice | QC | 46.471 | -72.538 | operating | 2009 |  | 2017 | 2211 | [14 empty] | http://www.hydroquebec.com/generation/centrale-hydroelectrique.html |  | 62 | [29 empty] | Yes
103449 | Rapide-des-Coeurs | FALSE | FALSE | TRUE | FALSE | Hydro-Quebec |  | Saint-Maurice | QC | 46.472 | -72.537 | operating | 2009 |  | 2017 | 2211 | [14 empty] | http://www.hydroquebec.com/generation/centrale-hydroelectrique.html |  | 76 | [29 empty] | Yes
103450 | WM Quebec Landfill Gas Cogeneration | TRUE | FALSE | TRUE | FALSE | WM Quebec Inc. |  | Saint-Nicephore | QC | 45.829 | -72.42 | operating | 2012 |  | 2015 | 562 | [14 empty] | CEEDC Cogen survey 2019 |  | 7.6 |  | 68015 | 19051 |  |  | Yes | 8472 | 5 | GE |  | 7.6 |  | 68015 | 19051 |  |  |  |  | Yes | [17 empty] | 734935.3057
103451 | Viger-Denonville | FALSE | FALSE | TRUE | FALSE | Innergex Inc. |  | Saint-Paul-de-la-Croix | QC | 47.952 | -69.194 | operating | 2013 |  | 2017 | 2211 | [14 empty] | CanWEA |  | 24.6 | [30 empty] | Yes
103452 | St. Philemon Wind Farm | FALSE | FALSE | TRUE | FALSE | Capstone Infrastructure | MRC Bellechasse | Saint-Philemon | QC | 46.68 | -70.451 | operating | 2014 |  | 2017 | [15 empty] | CanWEA |  | 24 | [30 empty] | Yes
103453 | Saint-Raphael Dam | FALSE | FALSE | TRUE | FALSE | Liberty Power |  | Saint-Raphael-de-Bellechasse | QC | 46.798 | -70.751 | operating | 1996 |  | 2017 | 221 | [14 empty] | http://www.algonquinpower.com/business/facility/hydroelectric_straphael.asp?choice=region. Statistics Canada. Electric Power Generating Stations, 2000. |  | 3.5 |  | 19325 | [27 empty] | Yes
103454 | Le Granit | FALSE | FALSE | TRUE | FALSE | EDF EN Canada Inc. |  | Saint-Robert-Bellarmin | QC | 45.75 | -70.586 | operating | 2014 |  | 2017 | [15 empty] | CanWEA |  | 24.6 | [30 empty] | Yes
103455 | Centrale de Cogeneration | TRUE | FALSE | TRUE | FALSE | EBI Energie Inc. |  | Saint-Thomas | QC | 46.012 | -73.35 | operating | 2012 |  | 2015 | 221 | 26642 | [13 empty] | CEEDC Cogen survey 2019 |  | 9.4 |  | 82344 |  |  |  | Yes | 8760 | 1 |  |  | 9.4 |  | 82344 | [11 empty] | Yes
103456 | Seigneurie de Beaupre 2 | FALSE | FALSE | TRUE | FALSE | Boralex Inc. |  | Saint-Tite-des-Caps | QC | 47.137 | -70.774 | operating | 2013 |  | 2017 | 2211 | [14 empty] | CanWEA |  | 131.2 | [30 empty] | Yes
103457 | Seigneurie de Beaupre 3 | FALSE | FALSE | TRUE | FALSE | Boralex Inc. |  | Saint-Tite-des-Caps | QC | 47.138 | -70.773 | operating | 2013 |  | 2017 | 2211 | [14 empty] | CanWEA |  | 140.6 | [30 empty] | Yes
103458 | Seigneurie de Beaupré 4 | FALSE | FALSE | TRUE | FALSE | Boralex Inc. |  | Saint-Tite-des-Caps | QC | 47.139 | -70.772 | operating | 2014 |  | 2017 | [15 empty] | CanWEA |  | 67.9 | [30 empty] | Yes
103459 | RSP 1, 2 and 3 (Forestville) | FALSE | FALSE | TRUE | FALSE | Boralex Inc. |  | Sault-aux-Cochons | QC | 47.201 | -70.636 | operating | 1954 |  | 2017 | 221 | [14 empty] | Statistics Canada. Electric Power Generating Stations, 2000. http://www.boralex.com/en/05_sites/description.html# |  | 12.5 |  | 61000 | [27 empty] | Yes
103460 | Senneterre Thermal Park | FALSE | TRUE | TRUE | FALSE |  |  | Senneterre | QC | 48.391 | -77.241 | operating |  |  | 2017 |  |  |  | small | [11 empty] | http://www.questcanada.org/maps/senneterre-thermal-park |  | 13.6 | 21 | [18 empty] | Yes
103461 | Brompton Biomass Cogeneration Plant | TRUE | FALSE | TRUE | FALSE | Kruger Energy Bromptonville Ltd. |  | Sherbrooke | QC | 45.401 | -71.882 | operating | 2007 |  | 2015 | 221 | 8642 | [13 empty] | CEEDC Cogen survey 2019 | [21 empty] | Yes | [17 empty] | 3465000
103462 | Haute-Yamaska Roland Thibault Cogeneration Plant | TRUE | FALSE | FALSE | FALSE | Terreau Biogaz Inc. |  | St-Cecile-de-Milton | QC | 45.493 | -72.775 | operating | 2012 |  | 2015 | 221 | [14 empty] | CEEDC Cogen survey 2019 |  | 2 | 1 | 13140 | 1500 |  |  | Yes | 8391 | 2 | GE |  | 2 | 1 | 13140 | 1500 |  |  |  |  | Yes | [5 empty] | Yes
103463 | Sainte-Brigitte-de-Saults | FALSE | FALSE | TRUE | FALSE | Liberty Power |  | Ste-Brigitte-des-Saults | QC | 46.027 | -72.481 | operating | 1994 |  | 2017 | 221 | [14 empty] | http://www.algonquinpower.com/business/facility/hydroelectric_brigitte.asp?choice=region. Statistics Canada. Electric Power Generating Stations, 2000. |  | 4.2 |  | 14179 | [27 empty] | Yes
103464 | Glenford | FALSE | FALSE | TRUE | FALSE | Algonquin Power Fund Inc. |  | Ste-Christine d'Auvergne | QC | 46.811 | -71.973 | operating | 1995 |  | 2017 | 221 | [14 empty] | http://www.algonquinpower.com/business/facility/hydroelectric_chuteford.asp?choice=region. Statistics Canada. Electric Power Generating Stations, 2000. |  | 4.95 |  | 21194 | [27 empty] | Yes
103465 | St-Felicien Cogeneration Power Plant | TRUE | FALSE | TRUE | FALSE | Enel Green Power |  | St-Felicien | QC | 48.653 | -72.448 | operating | 2001 |  | 2015 | 221 | 8603 | [13 empty] | CEEDC Cogen survey 2019 |  | 21.4 | [5 empty] | Yes | 8068 | 1 | BPST |  | 21.4 | [8 empty] | Yes | [17 empty] | 2625000
103466 | Hydraska (T.D. Bouchard) | FALSE | FALSE | TRUE | FALSE | Liberty Power |  | St-Hyacinthe | QC | 45.632 | -72.955 | operating | 1994 |  | 2017 | 221 | [14 empty] | http://www.algonquinpower.com/business/facility/hydroelectric_hydraska.asp?choice=region |  | 2.25 |  | 9379 | [27 empty] | Yes
103467 | St-Patrice-de-Beaurivage Plant | TRUE | FALSE | TRUE | FALSE | Innovente Inc. |  | St-Patrice-de-Beaurivage | QC | 46.412 | -71.234 | operating | 2013 |  | 2015 | 221 | [14 empty] | CEEDC Cogen survey 2019 |  | 4.6 | [5 empty] | Yes |  | 1 |  |  | 4.6 | [8 empty] | Yes
103468 | St-Paulin Facility | FALSE | FALSE | TRUE | FALSE | Innergex Inc. |  | St-Paulin | QC | 46.418 | -73.013 | operating | 1994 |  | 2017 | 221 | [14 empty] | http://www.innergex.com/innergex_anglais/frameset.html. Statistics Canada. Electric Power Generating Stations, 2000. |  | 8 |  | 41072 | [27 empty] | Yes
103469 | Tembec Inc | TRUE | FALSE | TRUE | FALSE | Tembec Inc. |  | Temiscaming | QC | 46.719 | -79.099 | operating | 1994 |  | 2015 | 322 | 2948 | [13 empty] | CEEDC Cogen survey 2019 | [16 empty] | Yes |  |  |  |  | Yes | [12 empty] | 307652.5394 |  |  |  |  | 1982130.4044
103470 | Témiscouata I | FALSE | FALSE | TRUE | FALSE | Boralex Inc. |  | Temiscouata | QC | 47.645 | -68.936 | operating | 2014 |  | 2017 | [15 empty] | CanWEA |  | 23.5 | [30 empty] | Yes
103471 | Témiscouata II | FALSE | FALSE | TRUE | FALSE | Boralex Inc. |  | Temiscouata | QC | 47.646 | -68.935 | operating | 2015 |  | 2017 | [15 empty] | CanWEA |  | 51.7 | [30 empty] | Yes
103472 | Thurso Cogeneration Plant | TRUE | FALSE | TRUE | FALSE | Fortress Specialty Cellulose |  | Thurso | QC | 45.597 | -75.243 | operating | 2013 |  | 2015 | 322 | 1528 | [13 empty] | CEEDC Cogen survey 2019 |  | 24.1 | [5 empty] | Yes |  | 1 | BPSTE |  | 24.1 |  |  |  |  | Yes |  |  |  | Yes | Yes
103473 | CFB Valcartier - Citadelle | FALSE | TRUE | FALSE | FALSE | Department of National Defense |  | Valcartier | QC | 46.938 | -71.47 | operating | 1999 |  | 2017 | 9111 |  |  | Small | [10 empty] | Yes | CEEDC DE Survey 2019 | District energy national survey report (2008) | 3.4 | [14 empty] | Yes |  | Yes | [37 empty] | Yes | No | No |  |  |  | 52080.86 | [8 empty] | No |  |  | 5.86
103474 | Val-des-Monts Arena | FALSE | FALSE | TRUE | FALSE | Icekube Systems |  | Val-des-Monts | QC | 45.736 | -75.742 | operating | 2000 |  |  | 713 | [17 empty] | 0.563 | [20 empty] | Yes
103475 | Domtar Windsor Power Plant | TRUE | FALSE | TRUE | FALSE | Domtar Inc. |  | Windsor | QC | 45.57 | -72.007 | operating | 2001 |  | 2015 | 322 | [14 empty] | CEEDC Cogen survey 2019 | [21 empty] | Yes | Yes | [17 empty] | 11720905
103476 | Windsor | FALSE | FALSE | TRUE | FALSE | Innergex Inc. |  | Windsor | QC | 45.571 | -72.006 | operating | 1996 |  | 2017 | 221 | [14 empty] | http://www.innergex.com/en/sites/# |  | 5.5 |  | 31000 | [27 empty] | Yes
103478 | Allan Hockey Arena | FALSE | FALSE | TRUE | FALSE | Icekube Systems |  | Allan | SK | 51.894 | -106.055 | operating | 2001 |  |  | 713 | [17 empty] | 0.264 | [20 empty] | Yes
103479 | Mosaic Potash Belle Plaine | TRUE | FALSE | FALSE | FALSE | Mosaic Canada ULC |  | Belle Plaine | SK | 50.393 | -105.156 | operating | 1981 |  | 2015 | 212 | 4099 | [13 empty] | CEEDC Cogen survey 2019 | [16 empty] | Yes
103481 | Charlot River | FALSE | FALSE | TRUE | FALSE | Saskatchewan Power Corp. |  | Charlot River | SK | 59.602 | -109.138 | operating | 1980 |  | 2017 | 221 | [14 empty] | Statistics Canada. Electric Power Generating Stations, 2000. |  | 10 |  | 81415 | [27 empty] | Yes
103482 | Waterloo | FALSE | FALSE | TRUE | FALSE | Saskatchewan Power Corp. |  | Charlot River | SK | 59.603 | -109.137 | operating | 1961 |  | 2017 | 221 | [14 empty] | Statistics Canada. Electric Power Generating Stations, 2000. |  | 8 |  | 46396.5 | [27 empty] | Yes
103483 | Wellington Lake | FALSE | FALSE | TRUE | FALSE | Saskatchewan Power Corp. |  | Charlot River | SK | 59.604 | -109.136 | operating | 1939 |  | 2017 | 2211 | [14 empty] | Statistics Canada. Electric Power Generating Stations, 2000. |  | 5 |  | 39384.4 | [27 empty] | Yes
103484 | Island Falls | FALSE | FALSE | TRUE | FALSE | Saskatchewan Power Corp. |  | Churchill River | SK | 57.16 | -101.261 | operating | 1928 |  | 2017 | 221 | [14 empty] | Statistics Canada. Electric Power Generating Stations, 2000. |  | 111 |  | 744974.92 | [27 empty] | Yes
103485 | Colonsay Hockey Arena | FALSE | FALSE | TRUE | FALSE | Icekube Systems |  | Colonsay | SK | 51.977 | -105.874 | operating | 2000 |  |  | 713 | [17 empty] | 0.422 | [20 empty] | Yes
103486 | Craik Solar Park | FALSE | FALSE | TRUE | FALSE | Town of Craik |  | Craik | SK | 51.052 | -105.822 | operating | 2010 |  | 2017 | [15 empty] | http://www.craik.ca/ecovillage1.html |  | 0.4 | [28 empty] | Yes
103487 | Cypress Wind Power Facility Phase 1 | FALSE | FALSE | TRUE | FALSE | Saskatchewan Power Corp. |  | Gull Lake | SK | 50.094 | -108.485 | operating | 2002 |  | 2017 | 221 | [14 empty] | http://www.saskpower.com/services/greenpower/greenpower.shtml |  | 11 |  | 18875.654 | [28 empty] | Yes
103488 | Cypress Wind Power Facility Phase 2 | FALSE | FALSE | TRUE | FALSE | Saskatchewan Power Corp. |  | Gull Lake | SK | 50.095 | -108.484 | operating | 2003 |  | 2017 | 221 | [14 empty] | CanWEA |  | 4.62 |  | 14681.064 | [28 empty] | Yes
103489 | Sunbridge Wind Farm | FALSE | FALSE | TRUE | FALSE | Suncor Energy | Enbridge Canada Inc. | Gull Lake | SK | 50.096 | -108.483 | operating | 2001 |  | 2017 | 221 | [14 empty] | http://www.enbridge.com/Map.aspx#map:infrastructure,windInfrastructure |  | 11.2 |  | 45000 | [28 empty] | Yes
103491 | Humboldt Aquatic Center | TRUE | FALSE | FALSE | FALSE | SaskPower |  | Humboldt | SK | 52.202 | -105.123 | operating | 2014 |  | 2015 | 713 | [14 empty] | CEEDC Cogen survey 2019 |  | 0.1 | [5 empty] | Yes |  | 1 | MT |  | 0.1 |  |  |  | Yes
103492 | Langham Hockey Arena | FALSE | FALSE | TRUE | FALSE | Icekube Systems |  | Langham | SK | 52.359 | -106.958 | operating | 1999 |  |  | 713 | [17 empty] | 0.211 | [20 empty] | Yes
103493 | Meridian Cogeneration Plant | TRUE | FALSE | FALSE | FALSE | TransAlta | Husky Oil | Lloydminster | SK | 53.278 | -110.006 | operating | 1999 |  | 2015 | 221 | 6595 | [13 empty] | CEEDC Cogen survey 2019 | [16 empty] | Yes
103494 | Red Lily Wind Energy Project | FALSE | FALSE | TRUE | FALSE | Concord Pacific |  | Moosomin | SK | 50.144 | -101.667 | operating | 2011 |  | 2017 | 2211 | [14 empty] | CanWEA |  | 26.4 | [30 empty] | Yes
103495 | Morse Wind Project | FALSE | FALSE | TRUE | FALSE | Liberty Power |  | Morse | SK | 50.415 | -107.039 | operating | 2015 |  | 2017 | [15 empty] | CanWEA |  | 25 |  | 104000 | [28 empty] | Yes
103496 | Cowessess First Nation Wind Demonstration Project | FALSE | FALSE | TRUE | FALSE | Cowessess First Nation |  | Regina | SK | 50.445 | -104.619 | operating | 2013 |  | 2017 | 2211 | [14 empty] | CanWEA |  | 0.8 | [30 empty] | Yes
103497 | Regina General Hospital | TRUE | FALSE | FALSE | FALSE | Regina Qu'Appelle Health Region |  | Regina | SK | 50.446 | -104.618 | operating |  |  | 2015 | 622 | [14 empty] | CEEDC Cogen survey 2019 |  | 0.12 | 0.25 |  |  |  |  | Yes |  | 2 | MT |  | 0.12 | 0.25
103498 | University of Regina | FALSE | TRUE | FALSE | FALSE | University of Regina District Energy |  | Regina | SK | 50.447 | -104.617 | operating | 1970 |  | 2017 | 611 |  |  | large | [6 empty] | Yes |  |  |  |  | CEEDC DE Survey 2019 |  |  | 70 |  | 64478.3 | [11 empty] | Yes | [17 empty] | 253575 | [21 empty] | Yes | No | Yes | 18 |  | 18 | 3077125 |  | 2500000 | 5000 |  | 16400 | Yes |  | Yes | No |  |  | 53 |  | 17 | 55373 |  | 11517
103500 | Bethany Manor Apartments | FALSE | FALSE | TRUE | FALSE | Icekube Systems |  | Saskatoon | SK | 52.133 | -106.67 | operating | 2005 |  |  | 531 | [17 empty] | 0.591 | [20 empty] | Yes
103501 | Cory Cogeneration Station | TRUE | FALSE | FALSE | FALSE | SaskPower Internation Incorporated | Atco Power Canada Limited | Saskatoon | SK | 52.134 | -106.669 | operating | 2003 |  | 2015 | 221 | 16289 | [13 empty] | CEEDC Cogen survey 2019 |  | 260 |  | 2277600 |  |  |  | Yes | 8760 | 3 | BPST |  | 260 |  | 2277600 |  | Yes
103502 | University of Saskatchewan | FALSE | TRUE | FALSE | FALSE | University of Saskatchewan |  | Saskatoon | SK | 52.135 | -106.668 | operating | 1950 |  | 2015 |  |  |  | large | Yes | Yes |  | Yes | Yes |  | Yes | Yes |  |  |  | CIEEDAC DE Survey 2015 |  |  | 190.86 |  | 302326.7 | [11 empty] | Yes | Yes | [16 empty] | 1025099.3541 | 10223.43 | [20 empty] | Yes | No | Yes | 59 |  | 59 | 7330003 |  | 7330003 | 31488 |  | 31488 | Yes |  | No |  |  |  | 168 |  | 22.86 | 266821 |  | 35505.7
103503 | Coteau Creek Hydroelectric Station | FALSE | FALSE | TRUE | FALSE | Saskatchewan Power Corp. |  | SK River | SK | 53.588 | -101.321 | operating | 1968 |  | 2017 | 221 | [14 empty] | Statistics Canada. Electric Power Generating Stations, 2000. |  | 186 |  | 1082541.504 | [27 empty] | Yes
103504 | E.B. Campbell | FALSE | FALSE | TRUE | FALSE | Saskatchewan Power Corp. |  | SK River | SK | 53.589 | -101.32 | operating | 1963 |  | 2017 | 221 | [14 empty] | Statistics Canada. Electric Power Generating Stations, 2000. |  | 289 | [29 empty] | Yes
103505 | Nipawin | FALSE | FALSE | TRUE | FALSE | Saskatchewan Power Corp. |  | SK River | SK | 53.59 | -101.319 | operating | 1985 |  | 2017 | 221 | [14 empty] | Statistics Canada. Electric Power Generating Stations, 2000. |  | 255 |  | 1226477.3 | [27 empty] | Yes
103506 | Centennial Wind Power Facility | FALSE | FALSE | TRUE | FALSE | Saskatchewan Power Corp. |  | Swift Current | SK | 50.285 | -107.797 | operating | 2006 |  | 2017 | 221 | [14 empty] | CanWEA |  | 150 | [30 empty] | Yes
103507 | Yorkdale School | FALSE | FALSE | TRUE | FALSE | Icekube Systems |  | Yorkton | SK | 51.217 | -102.474 | operating | 2004 |  |  | 713 | [14 empty] | http://www.icekubesystems.com/htmlfiles/Yorkdale-School.asp |  |  | 0.253 | [20 empty] | Yes
103508 | Aishihik Hydro Facility | FALSE | FALSE | TRUE | FALSE | Yukon Energy Corporation |  | Aishihik Lake | YT | 61.468 | -137.225 | operating | 1975 |  | 2017 | 221 | [14 empty] | https://www.yukonenergy.ca/energy-in-yukon/our-projects-facilities/hydro-facilities/mayo-hydro-facilities/ |  | 37 | [29 empty] | Yes
103509 | Burwash Landing first nations | FALSE | TRUE | FALSE | FALSE |  |  | Burwash Landing | YT | 61.354 | -138.994 | operating | 1998 |  | 2017 |  |  |  | rural | [11 empty] | http://www.questcanada.org/maps/kluane-first-nation-district-heating-system | http://www.energy.gov.yk.ca/239.html |  | 0.29 | [18 empty] | Yes
103510 | Dawson City Infrastructure Heating Project | FALSE | TRUE | TRUE | FALSE | British Columbia Government |  | Dawson City | YT | 64.06 | -139.432 | operating | 2012 |  | 2014 |  |  |  | small |  |  |  |  | Yes | [6 empty] | CIEEDAC DE Survey 2014 |  |  | 0.75 | [18 empty] | Yes | [34 empty] | No | Yes | No |  | 2 | [5 empty] | 1640 |  |  | No | [5 empty] | 0.75
103511 | Na-Cho Nyak Dun First Nation | FALSE | TRUE | FALSE | FALSE |  |  | Mayo | YT | 63.594 | -135.896 | operating | [6 empty] | rural
103512 | Mayo Hydro Facilities | FALSE | FALSE | TRUE | FALSE | Yukon Energy Corporation |  | Mayo River | YT | 63.595 | -135.895 | operating | 1951 |  | 2017 | 221 | [14 empty] | https://www.yukonenergy.ca/energy-in-yukon/our-projects-facilities/hydro-facilities/mayo-hydro-facilities/ |  | 15 |  | 43000 | [27 empty] | Yes
103513 | ATCO Electric Yukon | FALSE | TRUE | FALSE | FALSE | ATCO | Watson Lake | Watson Lake | YT | 60.063 | -128.711 | operating | 1999 |  | 2014 | 221 |  |  | small | Yes | [5 empty] | Yes |  |  |  |  | CEEDC DE Survey 2019 |  | 5.85 |  | 15000 | [5 empty] | 6 |  |  | 5.85 |  | 15000 |  |  |  | Yes | [17 empty] | 135380 | [19 empty] | No | Yes | No | 4 | 4 |  |  |  |  | 3280 | 1000
103514 | Fish Lake | FALSE | FALSE | TRUE | FALSE | ATCO Electric |  | Whitehorse | YT | 60.721 | -135.057 | operating | 1950 |  | 2017 | [17 empty] | 1.3 | [29 empty] | Yes
103515 | Haeckel Hill Wind Farm Phase 1 | FALSE | FALSE | TRUE | FALSE | Yukon Energy Corporation |  | Whitehorse | YT | 60.722 | -135.056 | operating | 1993 |  | 2017 | 221 | [14 empty] | http://www.yec.yk.ca/wind, http://www.canwea.ca/CanadianProduction.html |  | 0.15 |  | 203.7 | [28 empty] | Yes
103516 | Haeckel Hill Wind Farm Phase 2 | FALSE | FALSE | TRUE | FALSE | Yukon Energy Corporation |  | Whitehorse | YT | 60.723 | -135.055 | operating | 2000 |  | 2017 | 221 | [14 empty] | CanWEA |  | 0.66 |  | 896.3 | [28 empty] | Yes
103517 | Whitehorse Rapids | FALSE | FALSE | TRUE | FALSE | Yukon Energy Corporation |  | Whitehorse | YT | 60.724 | -135.054 | operating | 1958 |  | 2017 | 221 | [14 empty] | Statistics Canada. Electric Power Generating Stations, 2000. |  | 40 |  | 208000 | [27 empty] | Yes
103518 | Appleton Hydroelectric Dam | FALSE | FALSE | TRUE | FALSE | TransAlta Corp. |  | Almonte | ON | 45.228 | -76.192 | operating | 1994 |  | 2017 | [15 empty] | http://atlas.gc.ca/cerp-rpep/en/ |  | 1 | [29 empty] | Yes
103519 | Okikendawt | FALSE | FALSE | TRUE | FALSE | HydroMega |  | Dokis | ON | 46.13 | -80.029 | operating | 2015 |  | 2017 | [15 empty] | http://atlas.gc.ca/cerp-rpep/en/ |  | 10 | [29 empty] | Yes
103520 | Big Beaver Falls | FALSE | FALSE | TRUE | FALSE | HydroMega |  | Abitibi Canyon | ON | 49.879 | -81.571 | operating | 2013 |  | 2017 | [15 empty] | http://atlas.gc.ca/cerp-rpep/en/ |  | 5.5 | [29 empty] | Yes
103521 | Camp Three Rapids | FALSE | FALSE | TRUE | FALSE | HydroMega |  | Kapuskasing | ON | 49.383 | -82.397 | operating | 2013 |  | 2017 | [15 empty] | http://atlas.gc.ca/cerp-rpep/en/ |  | 5.5 | [29 empty] | Yes
103522 | White Otter Falls | FALSE | FALSE | TRUE | FALSE | HydroMega |  | Kapuskasing | ON | 49.384 | -82.396 | operating | 2013 |  | 2017 | [15 empty] | http://atlas.gc.ca/cerp-rpep/en/ |  | 5.5 | [29 empty] | Yes
103523 | Old Woman Falls | FALSE | FALSE | TRUE | FALSE | HydroMega |  | Kapuskasing | ON | 49.385 | -82.395 | operating | 2013 |  | 2017 | [15 empty] | http://atlas.gc.ca/cerp-rpep/en/ |  | 5.5 | [29 empty] | Yes
103524 | Lamont Creek Hydroelectric Facility | FALSE | FALSE | TRUE | FALSE | Innergex Inc. | Harrison Hydro | Harrison Lake | BC | 49.554 | -121.862 | operating | 2009 |  | 2017 | [15 empty] | http://atlas.gc.ca/cerp-rpep/en/ |  | 27 | [29 empty] | Yes
103525 | Douglas Creek | FALSE | FALSE | TRUE | FALSE | Innergex Inc. | Harrison Hydro | Harrison Lake | BC | 49.555 | -121.861 | operating | 2009 |  | 2017 | [15 empty] | http://atlas.gc.ca/cerp-rpep/en/ |  | 27 | [29 empty] | Yes
103526 | Fire Creek | FALSE | FALSE | TRUE | FALSE | Innergex Inc. | Harrison Hydro | Harrison Lake | BC | 49.556 | -121.86 | operating | 2009 |  | 2017 | [15 empty] | http://atlas.gc.ca/cerp-rpep/en/ |  | 23 | [29 empty] | Yes
103527 | Stokke Creek | FALSE | FALSE | TRUE | FALSE | Innergex Inc. | Harrison Hydro | Harrison Lake | BC | 49.557 | -121.859 | operating | 2009 |  | 2017 | [15 empty] | http://atlas.gc.ca/cerp-rpep/en/ |  | 22 | [29 empty] | Yes
103528 | Tipella Creek | FALSE | FALSE | TRUE | FALSE | Innergex Inc. | Harrison Hydro | Harrison Lake | BC | 49.558 | -121.858 | operating | 2009 |  | 2017 | [15 empty] | http://atlas.gc.ca/cerp-rpep/en/ |  | 18 | [29 empty] | Yes
103529 | Val-Jalbert | FALSE | FALSE | TRUE | FALSE | P. Takuhikan | MRC Domaine-Roy | Val-Jalbert | QC | 48.445 | -72.164 | operating | 1901 |  | 2017 | [15 empty] | http://atlas.gc.ca/cerp-rpep/en/ |  | 16 | [29 empty] | Yes
103530 | Robert G. Lake Generating Station | FALSE | FALSE | TRUE | FALSE | Peterborough Utilities Inc. |  | Otonabee River | ON | 44.239 | -78.292 | operating | 2009 |  | 2017 | [15 empty] | http://atlas.gc.ca/cerp-rpep/en/ |  | 8 | [29 empty] | Yes
103531 | Gitchi Animki (White River) | FALSE | FALSE | TRUE | FALSE | Pic Mobert First Nation | Regional Power Inc. | White Lake | ON | 45.31 | -76.52 | operating | 2016 |  | 2017 | [15 empty] | http://atlas.gc.ca/cerp-rpep/en/ |  | 18.9 | [29 empty] | Yes
103532 | McLeod Dam | FALSE | FALSE | TRUE | FALSE | Quinte Conservation |  | Belleville | ON | 44.178 | -77.368 | operating | 1979 |  | 2017 | [15 empty] | http://atlas.gc.ca/cerp-rpep/en/ |  | 0.95 | [29 empty] | Yes
103533 | Courbe du Sault | FALSE | FALSE | TRUE | FALSE | Societe d'Energie riviere Sheldrake |  | Sheldrake | QC | 50.269 | -64.913 | operating | 2012 |  | 2017 | [15 empty] | http://atlas.gc.ca/cerp-rpep/en/ |  | 250 | [29 empty] | Yes
103534 | North Bala Falls Small Hydro | FALSE | FALSE | TRUE | FALSE | Swift River Farm and Water LP |  | North Bala | ON | 45.018 | -79.614 | operating | 2016 |  | 2017 | [15 empty] | http://atlas.gc.ca/cerp-rpep/en/ |  | 5 | [29 empty] | Yes
103535 | Wasdell Falls | FALSE | FALSE | TRUE | FALSE | Enbridge |  | Washago | ON | 44.749 | -79.334 | operating | 2015 |  | 2017 | [15 empty] | http://atlas.gc.ca/cerp-rpep/en/ |  | 1.6 | [29 empty] | Yes
103536 | Wahpeestan Dam | FALSE | FALSE | TRUE | FALSE | Wahpeestan Energy Ltd. Partnership |  | Kabinakagami River | ON | 49.701 | -84.193 | planned |  |  | 2017 | [17 empty] | 6.5 | [29 empty] | Yes
103537 | Wapoose Dam | FALSE | FALSE | TRUE | FALSE | Wapoose Energy Ltd. Partnership |  | Kapbinakagami River | ON | 49.702 | -84.192 | planned |  |  | 2017 | [17 empty] | 6.5 | [29 empty] | Yes
103538 | Teddy's Falls Waterpower Project | FALSE | FALSE | TRUE | FALSE | Wendigo Power Partnership Inc. |  | Wendigo Lake | ON | 45.842 | -79.377 | planned |  |  | 2017 | [17 empty] | 3 | [29 empty] | Yes
103539 | Allen & Struthers 2130769 | FALSE | FALSE | TRUE | FALSE | Xeneca Ltd. Partnership |  | Killarney | ON | 45.972 | -81.511 | planned |  |  | 2017 | [17 empty] | 2.8 | [30 empty] | Yes
103540 | At Soo Crossing 2154061 | FALSE | FALSE | TRUE | FALSE | Xeneca Ltd. Partnership |  | Whitefish | ON | 46.378 | -81.316 | planned |  |  | 2017 | [17 empty] | 8.4 | [30 empty] | Yes
103541 | Big Eddy (CPR Bridge) | FALSE | FALSE | TRUE | FALSE | Xeneca Ltd. Partnership |  | Petawawa | ON | 45.899 | -77.282 | planned |  |  | 2017 | [17 empty] | 5.3 | [28 empty] | Yes
103542 | Four Slide Falls Ltd. 1713400 | FALSE | FALSE | TRUE | FALSE | Xeneca Ltd. Partnership |  | Elliot Lake | ON | 46.387 | -82.65 | planned |  |  | 2017 | [17 empty] | 7.3 | [28 empty] | Yes
103543 | Half Mile Rapids PGED | FALSE | FALSE | TRUE | FALSE | Xeneca Ltd. Partnership |  | Beacon Hill | ON | 42.863 | -79.062 | planned |  |  | 2017 | [17 empty] | 4.8 | [28 empty] | Yes
103544 | Ivanhoe River The Chute | FALSE | FALSE | TRUE | FALSE | Xeneca Ltd. Partnership |  | Ivanhoe River | ON | 48.244 | -82.44 | planned |  |  | 2017 | [17 empty] | 3.6 | [28 empty] | Yes
103545 | Ivanhoe River Third Falls | FALSE | FALSE | TRUE | FALSE | Xeneca Ltd. Partnership |  | Ivanhoe River | ON | 48.245 | -82.439 | planned |  |  | 2017 | [17 empty] | 5.1 | [28 empty] | Yes
103546 | Lapinigam Rapids | FALSE | FALSE | TRUE | FALSE | Xeneca Ltd. Partnership |  | Buchan Falls Algoma | ON | 48.715 | -82.83 | planned |  |  | 2017 | [17 empty] | 9.99 | [28 empty] | Yes
103547 | Larder Lake & Raven Falls 2118966 | FALSE | FALSE | TRUE | FALSE | Xeneca Ltd. Partnership |  | Larder Lake | ON | 48.098 | -79.715 | planned |  |  | 2017 | [17 empty] | 1.25 | [28 empty] | Yes
103548 | Marter Twp Blance River | FALSE | FALSE | TRUE | FALSE | Xeneca Ltd. Partnership |  | Marter | ON | 47.883 | -79.8 | planned |  |  | 2017 | [17 empty] | 2.1
103549 | McCarthy Chute | FALSE | FALSE | TRUE | FALSE | Xeneca Ltd. Partnership |  | McCarthy Lake | ON | 47.007 | -80.173 | planned |  |  | 2017 | [17 empty] | 2
103550 | McGraw Falls | FALSE | FALSE | TRUE | FALSE | Xeneca Ltd. Partnership |  | Shabaqua | ON | 48.576 | -89.906 | planned |  |  | 2017 | [17 empty] | 2.4
103551 | Middle Twp Buchan | FALSE | FALSE | TRUE | FALSE | Xeneca Ltd. Partnership |  | Kapuskasing | ON | 49.386 | -82.394 | planned |  |  | 2017 | [17 empty] | 8.75
103552 | Wabageshik Rapid - Outlet Lake | FALSE | FALSE | TRUE | FALSE | Xeneca Ltd. Partnership |  | Nairn Centre | ON | 46.331 | -81.582 | planned |  |  | 2017 | [17 empty] | 3.4
103553 | Wanatango Falls 2124716 | FALSE | FALSE | TRUE | FALSE | Xeneca Ltd. Partnership |  | Iroquois Falls | ON | 48.771 | -80.67 | planned |  |  | 2017 | [17 empty] | 4.67
103554 | Midair | FALSE | FALSE | TRUE | FALSE | Community Solar Assets 2 Limited |  | Brampton | ON | 43.851 | -79.643 | operating | 2015 |  | 2017 | [17 empty] | 10 | [28 empty] | Yes
103555 | 520 Abilene | FALSE | FALSE | TRUE | FALSE | Community Solar Assets 2 Limited |  | Mississauga | ON | 43.71 | -79.523 | operating | 2015 |  | 2017 | [17 empty] | 23 | [28 empty] | Yes
103556 | 40 Holtby | FALSE | FALSE | TRUE | FALSE | Community Solar Assets 2 Limited |  | Brampton | ON | 43.852 | -79.642 | operating | 2014 |  | 2017 | [17 empty] | 0.6 | [28 empty] | Yes
103557 | Noodle Factory 111 | FALSE | FALSE | TRUE | FALSE | Van Kirk TREC Solar Share No 1 LP |  | Brampton | ON | 43.853 | -79.641 | operating | 2015 |  | 2017 | [17 empty] | 0.6 | [28 empty] | Yes
103558 | Noodle Factory 153 | FALSE | FALSE | TRUE | FALSE | Van Kirk TREC Solar Share No 1 LP |  | Brampton | ON | 43.854 | -79.64 | operating | 2015 |  | 2017 | [17 empty] | 0.5 | [28 empty] | Yes
103559 | Stronach Aurora Community Recreation Centre | FALSE | FALSE | TRUE | FALSE | SolarShare |  | Aurora | ON | 44.015 | -79.441 | operating | 2016 |  | 2017 | [17 empty] | 0.5 | [28 empty] | Yes
103560 | The Glass Plant - 70 Van Kirk | FALSE | FALSE | TRUE | FALSE | Van Kirk TREC Solar Share No 1 LP |  | Brampton | ON | 43.855 | -79.639 | operating | 2015 |  | 2017 | [17 empty] | 0.5 | [28 empty] | Yes
103561 | Purdy's Wharf | FALSE | TRUE | FALSE | FALSE |  |  | Halifax | NS | 44.657 | -63.567 | operating | 1985 |  | 2017 |  |  |  | Large | [11 empty] | https://sfu-primo.hosted.exlibrisgroup.com/primo-explore/fulldisplay?vid=SFUL&search_scope=default_scope&tab=default_tab&query=any,contains,district%20energy%20a%20national%20survey%20report&facet=rtype,exact,books&docid=01SFUL_ALMA51228148430003611&context=L&adaptor=Local%20Search%20Engine | https://beta.theglobeandmail.com/report-on-business/an-answer-for-the-heat-cool-clear-water/article18167644/?ref=http://www.theglobeandmail.com& | [23 empty] | Yes | [38 empty] | 65000 |  |  | 140
103562 | Scotford Cogeneration Plant | TRUE | FALSE | FALSE | FALSE | Air Liquide Canada Inc. |  | Fort Saskatchewan | AB | 53.703 | -113.207 | operating |  |  | 2017 | 221 | 6219 | [13 empty] | CEEDC Cogen survey 2019
103564 | Hamilton Renewable Power Inc. - Landfill | TRUE | FALSE | FALSE | FALSE |  |  | Hamilton | ON | 43.304 | -79.823 | operating | [18 empty] | http://www.horizonenergysolutionsinc.com/Documents/MR_HESICityHamilton0712.pdf |  | 3.2 | [10 empty] | 3.2 | [7 empty] | Yes
103565 | Lulu Island Wastewater Treatment Plant | TRUE | FALSE | FALSE | TRUE | Greater Vancouver Regional District |  | Richmond | BC | 49.178 | -123.123 | planned | 2000 |  | 2018 | 562 | 1340 | [13 empty] | CEEDC Cogen survey 2019 | http://www.cga.ca/canadas-natural-gas-solutions/ | [8 empty] | 1 | [16 empty] | Yes | [27 empty] | BIOG
103566 | Seabreeze Dairy Farm | FALSE | FALSE | FALSE | TRUE | Keulen Family |  | Delta | BC | 49.095 | -123.026 | operating | 2014 |  | 2018 | [15 empty] | https://biogasassociation.ca/about_biogas/projects_british_columbia | http://www.cga.ca/canadas-natural-gas-solutions/ | [19 empty] | Yes | [33 empty] | BIOG | 45000
103567 | Surrey Organic Biofuel Facility | FALSE | FALSE | FALSE | TRUE | City of Surrey |  | Surrey | BC | 49.191 | -122.849 | operating |  |  | 2018 | [15 empty] | https://biogasassociation.ca/about_biogas/projects_british_columbia | http://www.cga.ca/canadas-natural-gas-solutions/ | [19 empty] | Yes | [33 empty] | BIOG | 100000
103568 | Fraser Valley Biogas | FALSE | FALSE | FALSE | TRUE | Heppell's Potato Corp. |  | Abbotsford | BC | 49.052 | -122.302 | operating | 2010 |  | 2018 | [15 empty] | https://biogasassociation.ca/about_biogas/projects_british_columbia | http://www.cga.ca/canadas-natural-gas-solutions/ | [19 empty] | Yes | [33 empty] | BIOG | 90000
103569 | Glenmore Landfill | FALSE | FALSE | FALSE | TRUE | City of Kelowna |  | Kelowna | BC | 49.902 | -119.482 | operating | 2014 |  | 2018 | [15 empty] | https://biogasassociation.ca/about_biogas/projects_british_columbia | http://www.cga.ca/canadas-natural-gas-solutions/ | [25 empty] | Yes | [27 empty] | BIOG | 45000
103570 | Salmon Arm Landfill | FALSE | FALSE | FALSE | TRUE | Fortis BC |  | Salmon Arm | BC | 50.7 | -119.284 | operating | 2013 |  | 2018 | [15 empty] | https://biogasassociation.ca/about_biogas/projects_british_columbia | http://www.cga.ca/canadas-natural-gas-solutions/ | [25 empty] | Yes | [27 empty] | BIOG | 15000
103571 | Complexe de biomethanisation | FALSE | FALSE | FALSE | TRUE | MRC of Beauharnois-Sallaberry | MRC of Roussillon | Beauharnois | QC | 45.315 | -73.878 | planned |  |  | 2018 | [15 empty] | http://www.cga.ca/canadas-natural-gas-solutions/ | http://www.monbiom.ca/ | [19 empty] | Yes | [33 empty] | BIOG
103572 | Lachenaie Landfill | FALSE | FALSE | FALSE | TRUE | Progressive Waste Solutions |  | Terrebonne | QC | 45.693 | -73.633 | operating | 2014 |  | 2018 | [15 empty] | http://www.cga.ca/canadas-natural-gas-solutions/ | http://www.biogasassociation.ca/images/uploads/documents/2016/rng/RNG_Workshop_Case_Studies.pdf | [25 empty] | Yes | [27 empty] | BIOG
103573 | Saint-Hyacinthe Biogas Plant | FALSE | FALSE | FALSE | TRUE | Township of Saint-Hyacinthe |  | Saint-Hyacinthe | QC | 45.633 | -72.954 | operating | 2014 |  | 2018 | [15 empty] | http://www.cga.ca/canadas-natural-gas-solutions/ | [20 empty] | Yes | [33 empty] | BIOG
103574 | Riviere du loup Landfill | FALSE | FALSE | FALSE | TRUE | Township of Riviere du loup |  | Riviere du loup | QC | 47.836 | -69.536 | planned |  |  | 2018 | [15 empty] | http://www.cga.ca/canadas-natural-gas-solutions/ | [26 empty] | Yes | [27 empty] | BIOG
103575 | Dicklands Farm | FALSE | FALSE | FALSE | TRUE | Dick Family |  | Chilliwack | BC | 49.16 | -121.949 | planned |  |  | 2018 | [15 empty] | https://biogasassociation.ca/about_biogas/projects_british_columbia | http://www.cga.ca/canadas-natural-gas-solutions/ | [19 empty] | Yes | [33 empty] | BIOG
103576 | Lethbridge Biogas LP | TRUE | FALSE | TRUE | TRUE | Lethbridge Biogas LP |  | Lethbridge | AB | 49.695 | -112.84 | operating | 2013 |  | 2018 | 111 | [14 empty] | CEEDC Cogen survey 2019 | http://www.lethbridgebiogas.ca/ | [19 empty] | Yes | [33 empty] | BIOG
103577 | Berthierville Biogas | FALSE | FALSE | FALSE | TRUE | EBI Energie |  | Berthierville | QC | 46.083 | -73.185 | operating | 2003 |  | 2018 | [15 empty] | http://www.cga.ca/wp-content/uploads/2015/04/The-Renewable-Natural-Gas-Technology-Roadmap.pdf | [20 empty] | Yes | [33 empty] | BIOG
103578 | Chatsworth/Georgian Bluffs BIOGRID Plant | FALSE | FALSE | FALSE | TRUE | Township of Georgian Bluffs | Township of Chatsworth | Georgian Bluffs | ON | 44.684 | -81.02 | operating | 2013 |  | 2018 | [15 empty] | https://biogasassociation.ca/featured_member/member/lethbridge_biogas | https://www.georgianbluffs.ca/en/business-development/biogrid.aspx# | [19 empty] | Yes | [33 empty] | BIOG
103579 | Marl Creek Renewables | TRUE | FALSE | TRUE | TRUE | Carl Frook |  | Elmwood | ON | 44.244 | -81.054 | operating | 2013 |  | 2018 | 111 | [14 empty] | CEEDC Cogen survey 2019 | http://www.dlsbiogas.com/projects/marl-creek-renewables | [19 empty] | Yes | [33 empty] | BIOG
103580 | Woolwich Bio-en Inc. | TRUE | FALSE | TRUE | TRUE | Bio-En Inc. |  | Elmira | ON | 43.603 | -80.56 | operating |  |  | 2018 | 111 | [14 empty] | CEEDC Cogen survey 2019 |  | 2.852 | [10 empty] | 2.852 | [7 empty] | Yes | [33 empty] | BIOG
103581 | Birchlawn Farms | TRUE | FALSE | TRUE | TRUE | Terpstra Family |  | Atwood | ON | 43.669 | -81.018 | operating | 2011 |  | 2018 | 111 | [14 empty] | CEEDC Cogen survey 2019 | https://www.progressivedairy.com/news/event-coverage/progressive-events-progressive-dairy-operators | 0.3 | [10 empty] | 0.3 | [7 empty] | Yes | [33 empty] | BIOG
103582 | Eilers Farm | FALSE | FALSE | FALSE | TRUE | Eilers Family |  | Crediton | ON | 43.299 | -81.548 | operating | 2015 |  | 2018 | [15 empty] | https://biogasassociation.ca/about_biogas/projects_ontario | https://cornerstonerenewables.ca/#!/home | 0.5 | [18 empty] | Yes | [33 empty] | BIOG
103583 | Athlone BioPower | TRUE | FALSE | TRUE | TRUE | Anderson Family |  | Tavistock | ON | 43.322 | -80.836 | operating | 2012 |  | 2018 | 111 | [14 empty] | CEEDC Cogen survey 2019 | http://www.2g-energy.com/projects/athlone-farm/ | 0.5 | [10 empty] | 0.5 | [7 empty] | Yes | [33 empty] | BIOG
103584 | Grober Biogas Facility | TRUE | FALSE | TRUE | TRUE | Grober Inc. |  | Cambridge | ON | 43.392 | -80.284 | operating | 2010 |  | 2018 | 111 | [14 empty] | CEEDC Cogen survey 2019 |  | 0.5 | [10 empty] | 0.5 | [7 empty] | Yes | [33 empty] | BIOG
103585 | Koskamp Family Farms | TRUE | FALSE | TRUE | TRUE | Koskamp Family |  | Stratford | ON | 43.373 | -80.979 | operating | 2012 |  | 2018 | 111 | [14 empty] | CEEDC Cogen survey 2019 | http://www.dlsbiogas.com/projects/koskamp-farms | 0.5 | [10 empty] | 0.5 | [7 empty] | Yes | [33 empty] | BIOG
103586 | Greenholm Power Ltd. | TRUE | FALSE | TRUE | TRUE | Green Family |  | Embro | ON | 43.156 | -80.901 | operating | 2012 |  | 2018 | 111 | [14 empty] | CEEDC Cogen survey 2019 | https://cornerstonerenewables.ca/ | 0.25 | [10 empty] | 0.25 | [7 empty] | Yes | [33 empty] | BIOG
103587 | London Energy Garden | TRUE | FALSE | TRUE | TRUE | StormFisher Environmental |  | London | ON | 43.03 | -81.2 | operating | 2013 |  | 2018 | 111 | [14 empty] | CEEDC Cogen survey 2019 | https://waste-management-world.com/a/harvest-power-sells-6-mw-anaerobic-digestion-biogas-plant-in-ontario | 6 | [10 empty] | 6 | [7 empty] | Yes | [33 empty] | BIOG
103588 | CARES Biogas Plant | TRUE | FALSE | TRUE | TRUE | University of Guelph |  | Ridgetown | ON | 42.439 | -81.887 | operating | 2010 |  | 2018 | 111 | [14 empty] | CEEDC Cogen survey 2019 | https://www.ridgetownc.com/cares/sandbox_facilities.cfm | 0.25 | [10 empty] | 0.25 | [7 empty] | Yes | [33 empty] | BIOG
103589 | Seacliff Energy | TRUE | FALSE | TRUE | TRUE | Seacliff Energy |  | Leamington | ON | 42.071 | -82.582 | operating | 2011 |  | 2018 | 111 | [14 empty] | CEEDC Cogen survey 2019 | https://cornerstonerenewables.ca/ | 1.6 | [10 empty] | 1.6 | [7 empty] | Yes | [33 empty] | BIOG
103590 | Bayview Flowers (biogas) | TRUE | FALSE | TRUE | TRUE | Bayview Flowers Inc. |  | Jordan | ON | 43.145 | -79.369 | operating | 2007 |  | 2018 | 111 | [14 empty] | CEEDC Cogen survey 2019 | http://www.planet-biogas.ca/wp-content/mediathek/20140811-PBS-Bayview-Case-Study.pdf | 0.335 | [10 empty] | 0.335 | [7 empty] | Yes | [33 empty] | BIOG
103591 | Vandermeer Greenhouses | TRUE | FALSE | TRUE | TRUE | Vandermeer Greenhouses |  | Niagara-on-the-Lake | ON | 43.255 | -79.077 | operating | 2009 |  | 2018 | 111 | [14 empty] | CEEDC Cogen survey 2019 | https://www.greenhousecanada.com/energy/alternative-fuels/fuel-from-the-vine-2059 | 0.335 | [10 empty] | 0.335 | [7 empty] | Yes | [33 empty] | BIOG
103592 | CCI Bioenergy Disco Road Facility | FALSE | FALSE | FALSE | TRUE | City of Toronto |  | Toronto | ON | 43.943 | -79.093 | operating | 2013 |  | 2018 | [15 empty] | https://biogasassociation.ca/about_biogas/projects_ontario | [20 empty] | Yes | [33 empty] | BIOG
103593 | CCI Dufferin | TRUE | FALSE | TRUE | TRUE | City of Toronto |  | Toronto | ON | 43.944 | -79.092 | operating | 2002 |  | 2018 | 111 | [14 empty] | CEEDC Cogen survey 2019 | https://www.biogasworld.com/detailed-project-view/?id=1095 | [19 empty] | Yes | [33 empty] | BIOG
103594 | CCI Dufferin | TRUE | FALSE | TRUE | TRUE | ZooShare Biogas Co-operative |  | Scarborough | ON | 43.778 | -79.23 | operating |  |  | 2018 | 111 | [14 empty] | CEEDC Cogen survey 2019 | https://zooshare.ca/faqs/ | [19 empty] | Yes | [33 empty] | BIOG
103595 | Millbrook Biogas | FALSE | FALSE | FALSE | TRUE | Chris Ferguson |  | Millbrook | ON | 44.151 | -78.449 | operating | 2010 |  | 2018 | [15 empty] | https://biogasassociation.ca/about_biogas/projects_ontario | http://web.octaform.com/blog/bid/64392/Onsite-with-Octaform-Millbrook-Biogas-Project | 0.135 | [18 empty] | Yes | [33 empty] | BIOG
103596 | Maryland Farms Biogas Ltd. | TRUE | FALSE | TRUE | TRUE | Jim Callaghan |  | Maryland | ON | 45.564 | -76.373 | operating | 2010 |  | 2018 | 111 | [14 empty] | CEEDC Cogen survey 2019 | http://www.greenenergyfutures.ca/episode/31-biogas-closing-loop-cow-poop | 0.5 | [10 empty] | 0.5 | [7 empty] | Yes | [33 empty] | BIOG
103597 | Donnandale Farms | TRUE | FALSE | TRUE | TRUE | Donnan Family |  | Stirling | ON | 44.297 | -77.548 | operating | 2012 |  | 2018 | 111 | [14 empty] | CEEDC Cogen survey 2019 | http://www.planet-biogas.ca/wp-content/mediathek/20140811-PBS-Donnandale-Case-Study.pdf | 0.5 | [10 empty] | 0.5 | [7 empty] | Yes | [33 empty] | BIOG
103598 | Ledgecroft Farms | TRUE | FALSE | TRUE | TRUE | Green Family |  | Steeley's Bay | ON | 44.478 | -76.234 | operating | 2009 |  | 2018 | 111 | [14 empty] | CEEDC Cogen survey 2019 |  | 0.5 | [10 empty] | 0.5 | [7 empty] | Yes | [33 empty] | BIOG
103599 | Clearydale Farms | TRUE | FALSE | TRUE | TRUE | Cleary Family |  | Spencerville | ON | 44.843 | -75.546 | operating | 2012 |  | 2018 | 111 | [14 empty] | CEEDC Cogen survey 2019 | http://www.dlsbiogas.com/projects/clearydale-farms | 0.5 | [10 empty] | 0.5 | [7 empty] | Yes | [33 empty] | BIOG
103600 | Jockvalley Farms | TRUE | FALSE | TRUE | TRUE | Mowat Family |  | Ashton | ON | 45.159 | -76.03 | operating |  |  | 2018 | 111 | [14 empty] | CEEDC Cogen survey 2019 |  | 0.5 | [10 empty] | 0.5 | [7 empty] | Yes | [33 empty] | BIOG
103601 | Schouten Corner View Farms Ltd. | TRUE | FALSE | TRUE | TRUE | Schouten Family |  | Richmond | ON | 45.196 | -75.837 | operating | 2013 |  | 2018 | 111 | [14 empty] | CEEDC Cogen survey 2019 | http://www.dlsbiogas.com/projects/schouten-corner-view-farms-ltd | 0.5 | [10 empty] | 0.5 | [7 empty] | Yes | [33 empty] | BIOG
103602 | Carleton Corner Farms | TRUE | FALSE | TRUE | TRUE | Burnett Family |  | Marionville | ON | 45.184 | -75.35 | operating | 2012 |  | 2018 | 111 | [14 empty] | CEEDC Cogen survey 2019 | http://www.planet-biogas.ca/wp-content/mediathek/20140811-PBS-Carleton-Case-Study.pdf | 0.5 | [10 empty] | 0.5 | [7 empty] | Yes | [33 empty] | BIOG
103603 | Geranik Farms Biogas and Cogeneration | TRUE | FALSE | TRUE | TRUE | Benoit Family |  | St-Albert | ON | 45.255 | -75.122 | operating | 2012 |  | 2018 | 111 | [14 empty] | CEEDC Cogen survey 2019 | http://www.chfourbiogas.com/geranik-farms.html | 0.37 | [10 empty] | 0.37 | [7 empty] | Yes | [33 empty] | BIOG
103604 | Kirchmeier Farms (biogas and cogeneration) | TRUE | FALSE | TRUE | TRUE | Kirchmeier Family |  | St. Isidore | ON | 45.39 | -74.905 | operating | 2009 |  | 2018 | 111 | [14 empty] | CEEDC Cogen survey 2019 | http://www.chfourbiogas.com/kirchmeier-farms.html | 0.5 | [10 empty] | 0.5 | [7 empty] | Yes | [33 empty] | BIOG
103605 | Petrocorn Inc. | TRUE | FALSE | TRUE | TRUE | Philippe Henrard |  | Pendleton | ON | 45.451 | -75.062 | operating | 2012 |  | 2018 | 111 | [14 empty] | CEEDC Cogen survey 2019 | http://www.chfourbiogas.com/petrocorn-farms.html | 0.5 | [10 empty] | 0.5 | [7 empty] | Yes | [33 empty] | BIOG
103606 | Pinehedge Farms | TRUE | FALSE | TRUE | TRUE | Josef Heinzle |  | St. Eugene | ON | 45.501 | -74.466 | operating | 2007 |  | 2018 | 111 | [14 empty] | CEEDC Cogen survey 2019 |  | 0.099 | [10 empty] | 0.099 | [7 empty] | Yes | [33 empty] | BIOG
103607 | Terryland Farms | TRUE | FALSE | TRUE | TRUE | Heinzle Family |  | St. Eugene | ON | 45.502 | -74.465 | operating | 2008 |  | 2018 | 111 | [14 empty] | CEEDC Cogen survey 2019 | http://www.chfourbiogas.com/terryland-farms.html | 0.36 | [7 empty] | 2 |  |  | 0.36 | [7 empty] | Yes | [33 empty] | BIOG
103608 | Fepro Farms (biogas) | TRUE | FALSE | TRUE | TRUE | Klaesi Family |  | Cobden | ON | 45.628 | -76.881 | operating | 2003 |  | 2018 | 111 | [14 empty] | CEEDC Cogen survey 2019 | https://www.manuremanager.com/beef/major-expansion-at-fepro-farms-1707 | 0.5 | [10 empty] | 0.5 | [7 empty] | Yes | [33 empty] | BIOG
103609 | O'Neil Energy Inc. | TRUE | FALSE | TRUE | TRUE | O'Neil Family |  | Tecumseh | ON | 42.312 | -82.886 | operating |  |  | 2018 | 111 | [14 empty] | CEEDC Cogen survey 2019 | http://windsorstar.com/news/farming-operation-proposes-converting-cow-waste-to-electricity | 0.25 | [10 empty] | 0.25 | [7 empty] | Yes | [33 empty] | BIOG
103610 | ECB Enviro North American | TRUE | FALSE | TRUE | TRUE | ECB Enviro North American Inc. |  | Lethbridge | AB | 49.696 | -112.839 | operating |  |  | 2018 | 111 | [14 empty] | CEEDC Cogen survey 2019 |  | 1.852 | [10 empty] | 1.852 | [7 empty] | Yes | [33 empty] | BIOG
103611 | Richmond Energy Garden | TRUE | FALSE | TRUE | TRUE | Harvest Power |  | Richmond | BC | 49.179 | -123.122 | operating | 2009 |  | 2018 | 111 | [14 empty] | CEEDC Cogen survey 2019 |  | 1.06 | [10 empty] | 1.06 | [7 empty] | Yes | [33 empty] | BIOG
103612 | Enerkem Alberta Biofuels | TRUE | FALSE | TRUE | TRUE | Enerkem |  | Edmonton | AB | 53.551 | -113.484 | operating | 2015 |  | 2018 | 111 | [14 empty] | CEEDC Cogen survey 2019 | [20 empty] | Yes | [33 empty] | BIOG
103613 | Edmonton Anaerobic Digestion Facility | TRUE | FALSE | TRUE | TRUE | City of Edmonton | University of Alberta | Edmonton | AB | 53.552 | -113.483 | planned |  |  | 2018 | 111 | [14 empty] | CEEDC Cogen survey 2019 | [20 empty] | Yes | [33 empty] | BIOG
103614 | Grow the Energy Circle | TRUE | FALSE | TRUE | TRUE | Perry Family |  | Coaldale | AB | 49.728 | -112.618 | operating | 2011 |  | 2018 | 111 | [14 empty] | CEEDC Cogen survey 2019 |  | 0.633 | [10 empty] | 0.633 | [7 empty] | Yes | [33 empty] | BIOG
103615 | Cavendish Farms | FALSE | FALSE | FALSE | TRUE | Cavendish Farms |  | New Annan | PE | 46.42 | -63.71 | operating | 2009 |  | 2018 | [15 empty] | https://www.biogasworld.com/detailed-project-view/?id=1062 | http://biomassmagazine.com/articles/2910/cavendish-farms-completes-potato-waste-to-biogas-plant | [19 empty] | Yes | [33 empty] | BIOG
103616 | Saskatoon Wastewater Treatment Plant | TRUE | FALSE | TRUE | TRUE | City of Saskatoon |  | Saskatoon | SK | 52.136 | -106.667 | operating | 1991 |  | 2018 | 221 | [14 empty] | CEEDC Cogen survey 2019 | [26 empty] | Yes | [27 empty] | BIOG
103617 | Sainte-Cecile-de-Milton Leachate Heating | TRUE | FALSE | TRUE | TRUE | Stephen Davidson |  | Sainte-Cecile-de-Milton | QC | 45.494 | -72.774 | operating | 2017 |  | 2018 | 562 | [14 empty] | CEEDC Cogen survey 2019 | [26 empty] | Yes | [27 empty] | BIOG
103618 | Future Fuel Ltd | TRUE | FALSE | TRUE | TRUE | Himark Biogas Inc. |  | Vegreville | AB | 53.505 | -112.062 | operating | 2005 |  | 2018 | 111 | [14 empty] | CEEDC Cogen survey 2019 |  | 2.4 | [10 empty] | 2.4 |  |  |  | Yes |  |  |  | Yes | [33 empty] | BIOG
103619 | Galt Wastewater Treatment Plant | TRUE | FALSE | TRUE | TRUE | City of Cambridge |  | Cambridge | ON | 43.362 | -80.313 | operating | 2008 |  | 2018 | 221 | [14 empty] | CEEDC Cogen survey 2019 | https://www.watercanada.net/waterloo-region-to-go-biogas-at-wastewater-plants/ | 1.4 | [10 empty] | 1.4 | [13 empty] | Yes | [27 empty] | BIOG
103620 | Mount Allison University | FALSE | TRUE | FALSE | FALSE | Mount Allison University |  | Sackville | NB | 45.896 | -64.365 | operating | [6 empty] | Small
103621 | Sheridan College | FALSE | TRUE | FALSE | FALSE | Sheridan College |  | Oakville | ON | 43.469 | -79.693 | operating | [6 empty] | Large
103622 | CFB St-Jean | FALSE | TRUE | FALSE | FALSE | Department of National Defense |  | Saint-Jean-sur-Richelieu | QC | 45.306 | -73.271 | operating | 1962 |  | 2017 | 9111 |  |  | Medium | [10 empty] | Yes | CEEDC DE Survey 2019 | [16 empty] | Yes |  | Yes | [37 empty] | Yes | No | No |  |  |  | 1563033.78 | [8 empty] | No |  |  | 36.64
103623 | CFB Valcartier | FALSE | TRUE | FALSE | FALSE | Department of National Defense |  | Valcartier | QC | 46.939 | -71.469 | operating | 1954 |  | 2017 | 9111 |  |  | Small | [10 empty] | Yes | CEEDC DE Survey 2019 | [16 empty] | Yes |  | Yes | [37 empty] | Yes | No | No |  |  |  | 4236563.89 | [8 empty] | No |  |  | 76.2
103624 | Crandall University | FALSE | TRUE | FALSE | FALSE |  |  | Moncton | NB | 46.092 | -64.774 | operating | [6 empty] | medium
103625 | Holland College | FALSE | TRUE | FALSE | FALSE |  |  | Charlottetown | PE | 46.24 | -63.129 | operating | [6 empty] | medium
103626 | Lakehead University | FALSE | TRUE | FALSE | FALSE | Lakehead University Physical Plant |  | Thunder Bay | ON | 48.389 | -89.24 | operating | 2005 |  | 2017 | 611 |  |  | Large | [6 empty] | Yes |  |  |  |  | CEEDC DE Survey 2019 | [16 empty] | Yes | [17 empty] | 81285.75 | [21 empty] | No | Yes | Yes |  | 14 | 12 |  | 1212846 | 927196 |  |  |  |  | Yes | No |  | No | No |  | 17.66 | 8.44 |  |  |  |  | 185 | 9 |  | 168 | 15
103627 | Laurentian University | FALSE | TRUE | FALSE | FALSE |  |  | Sudbury | ON | 46.529 | -80.946 | operating | [6 empty] | Large
103628 | Memorial University of Newfoundland | FALSE | TRUE | FALSE | FALSE |  |  | St. John's | NL | 47.46 | -52.718 | operating | [6 empty] | large
103629 | Nipissing University | FALSE | TRUE | FALSE | FALSE |  |  | North Bay | ON | 46.31 | -79.46 | operating | [6 empty] | medium
103630 | Nova Scotia College of Art and Design University | FALSE | TRUE | FALSE | FALSE |  |  | Halifax | NS | 44.658 | -63.566 | operating | [6 empty] | large
103631 | Nova Scotia Commuity College | FALSE | TRUE | FALSE | FALSE |  |  | Halifax | NS | 44.659 | -63.565 | operating | [6 empty] | large
103632 | Ontario College of Art and Design University | FALSE | TRUE | FALSE | FALSE |  |  | Toronto | ON | 43.945 | -79.091 | operating | [6 empty] | large
103633 | Ryerson University | FALSE | TRUE | FALSE | FALSE |  |  | Toronto | ON | 43.946 | -79.09 | operating | [6 empty] | large
103634 | Saint Thomas Universtiy | FALSE | TRUE | FALSE | FALSE |  |  | Fredericton | NB | 45.966 | -66.641 | operating | [6 empty] | medium
103635 | Trent University | FALSE | TRUE | FALSE | FALSE |  |  | Oshawa | ON | 43.904 | -78.859 | operating | [6 empty] | large
103636 | University of Guelph | FALSE | TRUE | FALSE | FALSE |  |  | Guelph | ON | 43.589 | -80.204 | operating | [6 empty] | large
103637 | University of King's College | FALSE | TRUE | FALSE | FALSE |  |  | Halifax | NS | 44.66 | -63.564 | operating | [6 empty] | large
103638 | University of New Brunswick - Saint John | FALSE | TRUE | FALSE | FALSE | University of New Brunswick |  | Saint John | NB | 45.275 | -66.061 | operating | 1969 |  | 2017 | 611 |  |  | medium | [6 empty] | Yes |  |  |  |  | CEEDC DE Survey 2019 | [7 empty] | Yes | [8 empty] | Yes | [12 empty] | Yes |  |  |  | Yes | 60000 | [12 empty] | 32918 |  |  |  | 19800 |  |  |  |  | Yes | No | Yes | 12 |  | 1 | 505000 |  | 35000 |  |  |  | No |  | No | No |  | No
103639 | University of Ontario Institute of Technology | FALSE | TRUE | FALSE | FALSE |  |  | Oshawa | ON | 43.905 | -78.858 | operating | [6 empty] | large
103640 | University of Prince Edward Island | FALSE | TRUE | FALSE | FALSE | PEI Energy Systems |  | Charlottetown | PE | 46.241 | -63.128 | operating | 1995 |  | 2018 | 611 |  |  | Medium | Yes |  | Yes |  |  |  | Yes |  | Yes |  |  | CEEDC DE Survey 2019 | [21 empty] | Yes |  |  |  |  | Yes | [29 empty] | No | Yes | Yes |  | 28 | 28 |  | 16404200 | 16404200 |  | 2550 | 2550 | [7 empty] | 13 | 13 |  | 29785 |  |  | 80 |  |  | 70
103641 | University of Toronto - Scarborough | FALSE | TRUE | FALSE | FALSE |  |  | Scarborough | ON | 43.779 | -79.229 | operating | [6 empty] | large
103642 | University of Waterloo | FALSE | TRUE | FALSE | FALSE |  |  | Waterloo | ON | 43.481 | -80.503 | operating | [6 empty] | large
103643 | Western University | FALSE | TRUE | FALSE | FALSE |  |  | London | ON | 43.031 | -81.199 | operating | [6 empty] | large
103644 | Wilfred Laurier University | FALSE | TRUE | FALSE | FALSE |  |  | Waterloo | ON | 43.482 | -80.502 | operating | [6 empty] | large
103645 | Cogswell District | FALSE | TRUE | FALSE | FALSE |  |  | Halifax | NS | 44.661 | -63.563 | operating | [6 empty] | Large
103646 | Pangnirtung | FALSE | TRUE | FALSE | FALSE | Qulliiq Energy Corporation |  | Pangnirtung | NU | 66.147 | -65.702 | operating | 1998 |  | 2018 | 221 | 17387 |  | Small | [6 empty] | Yes |  |  |  |  | CEEDC DE Survey 2019 |  | 2.22 |  |  | 1620 |  |  |  |  | 3 | DE |  | 2.22 | [5 empty] | Yes | [37 empty] | No | Yes | No | [10 empty] | Yes | [8 empty] | 1620
103647 | Kugluktuk | FALSE | TRUE | FALSE | FALSE | QEC |  | Kugluktuk | NU | 67.826 | -115.098 | operating | 2000 |  | 2015 | 2211 | 17376 |  | small |  |  |  |  | Yes | [6 empty] | CIEEDAC DE Survey 2015 |  | 2.2 | 1.28 | 5662 | 260 | [7 empty] | 2.2 | 1.28 | 5662 | 194.9 | [40 empty] | No | Yes | No | [10 empty] | Yes | [8 empty] | 260
103648 | Cambridge Bay | FALSE | TRUE | FALSE | FALSE | QEC |  | Cambridge Bay | NU | 69.118 | -105.064 | decom | 1985 |  | 2015 |  |  |  | small |  |  |  |  | Yes | [6 empty] | CIEEDAC DE Survey 2015 | [56 empty] | No | No | No
103649 | Sanikiluak | FALSE | TRUE | FALSE | FALSE | QEC |  | Sanikiluak | NU | 56.54 | -79.224 | decom | 1985 |  | 2015 |  |  |  | small | [6 empty] | Yes |  |  |  |  | CIEEDAC DE Survey 2015 | [56 empty] | No | No | No
103650 | Taloyoak | FALSE | TRUE | FALSE | FALSE | QEC |  | Taloyoak | NU | 69.537 | -93.529 | decom | 1997 |  | 2015 | 221 | 17376 |  | small |  |  |  |  | Yes | [6 empty] | CIEEDAC DE Survey 2015 |  | 1.5 | [7 empty] | 3 | DE |  | 1.5 | [5 empty] | Yes | [37 empty] | No | No | No
103651 | Saanich Peninsula WWTP | FALSE | TRUE | FALSE | FALSE | North Saanich |  | North Saanich | BC | 48.62 | -123.419 | decom | 2011 |  | 2015 |  |  |  | small | Yes | [10 empty] | CIEEDAC DE Survey 2015 |  |  | 0.51 |  | 2137 | [51 empty] | No | Yes | No |  | 1 |  |  | 17216 |  |  | 2788 |  |  | Yes | [5 empty] | 0.51 |  |  | 2137
103652 | Atlantic Institution | FALSE | TRUE | FALSE | FALSE | Corrections Services Canada |  | Renous | NB | 46.814 | -65.798 | operating |  |  | 2018 | 9112 |  |  | Small | [9 empty] | Yes |  | CEEDC DE Survey 2019 | [17 empty] | Yes | [38 empty] | Yes | No | No |  |  |  | 238032.72
103653 | Dorchester Penitentiary | FALSE | TRUE | FALSE | FALSE | Corrections Services Canada |  | Dorchester | NB | 45.901 | -64.515 | operating |  |  | 2018 | 9112 |  |  | Small | [9 empty] | Yes |  | CEEDC DE Survey 2019 | [16 empty] | Yes | [39 empty] | Yes | No | No |  |  |  | 520848.56
103654 | Springhill Institution | FALSE | TRUE | FALSE | FALSE | Corrections Services Canada |  | Springhill | NS | 45.649 | -64.058 | operating |  |  | 2018 | 9112 |  |  | Small | [9 empty] | Yes |  | CEEDC DE Survey 2019 | [17 empty] | Yes | [38 empty] | Yes | No | No |  |  |  | 393912.84
103655 | Archambault Institution | FALSE | TRUE | FALSE | FALSE | Corrections Services Canada |  | Sainte-Anne-des-Plaines | QC | 45.759 | -73.812 | operating |  |  | 2018 | 9112 |  |  | Small | [9 empty] | Yes |  | CEEDC DE Survey 2019 | [16 empty] | Yes | [39 empty] | Yes | No | No |  |  |  | 646514.6
103656 | Federal Training Centre | FALSE | TRUE | FALSE | FALSE | Corrections Services Canada |  | Laval | QC | 45.606 | -73.713 | operating |  |  | 2018 | 9112 |  |  | large | [9 empty] | Yes |  | CEEDC DE Survey 2019 | [16 empty] | Yes | [16 empty] | Yes | [22 empty] | Yes | No | No |  |  |  | 980505
103657 | Cowansville Institution | FALSE | TRUE | FALSE | FALSE | Corrections Services Canada |  | Cowansville | QC | 45.206 | -72.747 | operating |  |  | 2018 | 9112 |  |  | Small | [9 empty] | Yes |  | CEEDC DE Survey 2019 | [16 empty] | Yes | Yes | [38 empty] | Yes | No | No |  |  |  | 302366.76
103658 | Donnacona Institution | FALSE | TRUE | FALSE | FALSE | Corrections Services Canada |  | Donnacona | QC | 46.675 | -71.736 | operating |  |  | 2018 | 9112 |  |  | Small | [9 empty] | Yes |  | CEEDC DE Survey 2019 | [16 empty] | Yes | [39 empty] | Yes | No | No |  |  |  | 243143.72
103659 | Drummond Institution | FALSE | TRUE | FALSE | FALSE | Corrections Services Canada |  | Drummondville | QC | 45.881 | -72.494 | operating |  |  | 2018 | 9112 |  |  | medium | [9 empty] | Yes |  | CEEDC DE Survey 2019 | [16 empty] | Yes | [39 empty] | Yes | No | No |  |  |  | 211477.04
103660 | Joliette Institution | FALSE | TRUE | FALSE | FALSE | Corrections Services Canada |  | Joliette | QC | 46.014 | -73.418 | operating |  |  | 2018 | 9112 |  |  | Small | [9 empty] | Yes |  | CEEDC DE Survey 2019 | [16 empty] | Yes | [39 empty] | Yes | No | No |  |  |  | 79774.64
103661 | La Macaza Institution | FALSE | TRUE | FALSE | FALSE | Corrections Services Canada |  | La Macaza | QC | 46.374 | -74.77 | operating |  |  | 2018 | 9112 |  |  | Small | [9 empty] | Yes |  | CEEDC DE Survey 2019 | [17 empty] | Yes | [15 empty] | Yes | [22 empty] | Yes | No | No |  |  |  | 227487.92
103662 | Port Cartier Institution | FALSE | TRUE | FALSE | FALSE | Corrections Services Canada |  | Port Cartier | QC | 50.019 | -66.86 | operating |  |  | 2018 | 9112 |  |  | Small | [9 empty] | Yes |  | CEEDC DE Survey 2019 | [33 empty] | Yes | [22 empty] | Yes | No | No |  |  |  | 162562.08
103663 | Bath - Millhaven Institution | FALSE | TRUE | FALSE | FALSE | Corrections Services Canada |  | Bath | ON | 44.185 | -76.77 | operating |  |  | 2018 | 9112 |  |  | Small | [9 empty] | Yes |  | CEEDC DE Survey 2019 | [16 empty] | Yes | [39 empty] | Yes | No | No |  |  |  | 499586.8
103664 | Beaver Creek Institution | FALSE | TRUE | FALSE | FALSE | Corrections Services Canada |  | Gravenhurst | ON | 44.918 | -79.378 | operating |  |  | 2018 | 9112 |  |  | Small | [9 empty] | Yes |  | CEEDC DE Survey 2019 | [16 empty] | Yes | [39 empty] | Yes | No | No |  |  |  | 369487.64
103665 | Collins Bay Institution | FALSE | TRUE | FALSE | FALSE | Corrections Services Canada |  | Kingston | ON | 44.232 | -76.48 | operating |  |  | 2018 | 9112 |  |  | large | [9 empty] | Yes |  | CEEDC DE Survey 2019 | [16 empty] | Yes | [39 empty] | Yes | No | No |  |  |  | 593812.12
103666 | Grand Valley Institution | FALSE | TRUE | FALSE | FALSE | Corrections Services Canada |  | Kitchener | ON | 43.452 | -80.492 | operating |  |  | 2018 | 9112 |  |  | large | [9 empty] | Yes |  | CEEDC DE Survey 2019 | [16 empty] | Yes | [39 empty] | Yes | No | No |  |  |  | 133467.04
103667 | Joyceville Institution | FALSE | TRUE | FALSE | FALSE | Corrections Services Canada |  | Kingston | ON | 44.233 | -76.479 | operating |  |  | 2018 | 9112 |  |  | large | [9 empty] | Yes |  | CEEDC DE Survey 2019 | [16 empty] | Yes | [39 empty] | Yes | No | No |  |  |  | 305250.44
103668 | Warkworth Institution | FALSE | TRUE | FALSE | FALSE | Corrections Services Canada |  | Campbellford | ON | 44.311 | -77.795 | operating |  |  | 2018 | 9112 |  |  | Small | [9 empty] | Yes |  | CEEDC DE Survey 2019 | [16 empty] | Yes | [39 empty] | Yes | No | No |  |  |  | 275348.4
103669 | Stony Mountain Institution | FALSE | TRUE | FALSE | FALSE | Corrections Services Canada |  | Winnipeg | MB | 49.897 | -97.14 | operating |  |  | 2018 | 9112 |  |  | large | [9 empty] | Yes |  | CEEDC DE Survey 2019 | [16 empty] | Yes | [39 empty] | Yes | No | No |  |  |  | 529736.32
103670 | Regional Psychiatric Centre | FALSE | TRUE | FALSE | FALSE | Corrections Services Canada |  | Saskatoon | SK | 52.133 | -106.677 | operating |  |  | 2018 | 9112 |  |  | large | [9 empty] | Yes |  | CEEDC DE Survey 2019 | [16 empty] | Yes | [39 empty] | Yes | No | No |  |  |  | 134381.64
103671 | Saskatchewan Penitentiary | FALSE | TRUE | FALSE | FALSE | Corrections Services Canada |  | Prince Albert | SK | 53.203 | -105.752 | operating |  |  | 2018 | 9112 |  |  | medium | [9 empty] | Yes |  | CEEDC DE Survey 2019 | [16 empty] | Yes | [39 empty] | Yes | No | No |  |  |  | 577327.8
103672 | Bowden Institution | FALSE | TRUE | FALSE | FALSE | Corrections Services Canada |  | Innisfail | AB | 52.027 | -113.948 | operating |  |  | 2018 | 9112 |  |  | Small | [9 empty] | Yes |  | CEEDC DE Survey 2019 | [16 empty] | Yes | [39 empty] | Yes | No | No |  |  |  | 364150.68
103673 | Drumheller Institution | FALSE | TRUE | FALSE | FALSE | Corrections Services Canada |  | Drumheller | AB | 51.465 | -112.714 | operating |  |  | 2018 | 9112 |  |  | Small | [9 empty] | Yes |  | CEEDC DE Survey 2019 | [16 empty] | Yes | [39 empty] | Yes | No | No |  |  |  | 351045
103674 | Edmonton Institution | FALSE | TRUE | FALSE | FALSE | Corrections Services Canada |  | Edmonton | AB | 53.545 | -113.508 | operating |  |  | 2018 | 9112 |  |  | large | [9 empty] | Yes |  | CEEDC DE Survey 2019 | [16 empty] | Yes | [39 empty] | Yes | No | No |  |  |  | 215619.64
103675 | Edmonton Institution For Women | FALSE | TRUE | FALSE | FALSE | Corrections Services Canada |  | Edmonton | AB | 53.546 | -113.507 | operating |  |  | 2018 | 9112 |  |  | large | [9 empty] | Yes |  | CEEDC DE Survey 2019 | [16 empty] | Yes | [39 empty] | Yes | No | No |  |  |  | 79268.92
103676 | Grande Cache Institution | FALSE | TRUE | FALSE | FALSE | Corrections Services Canada |  | Grande Cache | AB | 53.889 | -119.117 | operating |  |  | 2018 | 9112 |  |  | Small | [9 empty] | Yes |  | CEEDC DE Survey 2019 | [16 empty] | Yes | [39 empty] | Yes | No | No |  |  |  | 184749.2
103677 | Ferndale Institution | FALSE | TRUE | FALSE | FALSE | Corrections Services Canada |  | Mission | BC | 49.132 | -122.328 | operating |  |  | 2018 | 9112 |  |  | medium | [9 empty] | Yes |  | CEEDC DE Survey 2019 | [16 empty] | Yes | [39 empty] | Yes | No | No |  |  |  | 113518
103678 | Fraser Valley Institution | FALSE | TRUE | FALSE | FALSE | Corrections Services Canada |  | Abbotsford | BC | 49.051 | -122.298 | operating |  |  | 2018 | 9112 |  |  | large | [9 empty] | Yes |  | CEEDC DE Survey 2019 | [16 empty] | Yes | [39 empty] | Yes | No | No |  |  |  | 77891.64
103679 | Kent Institution | FALSE | TRUE | FALSE | FALSE | Corrections Services Canada |  | Agassiz | BC | 49.238 | -121.769 | operating |  |  | 2018 | 9112 |  |  | Small | [9 empty] | Yes |  | CEEDC DE Survey 2019 | [16 empty] | Yes | [39 empty] | Yes | No | No |  |  |  | 224797.92
103680 | Matsqui Institution | FALSE | TRUE | FALSE | FALSE | Corrections Services Canada |  | Abbotsford | BC | 49.052 | -122.297 | operating |  |  | 2018 | 9112 |  |  | large | [9 empty] | Yes |  | CEEDC DE Survey 2019 | [16 empty] | Yes | [39 empty] | Yes | No | No |  |  |  | 247910.4
103681 | Mission Institution | FALSE | TRUE | FALSE | FALSE | Corrections Services Canada |  | Mission | BC | 49.133 | -122.327 | operating |  |  | 2018 | 9112 |  |  | medium | [9 empty] | Yes |  | CEEDC DE Survey 2019 | [16 empty] | Yes | [39 empty] | Yes | No | No |  |  |  | 152135.64
103682 | Mountain Institution | FALSE | TRUE | FALSE | FALSE | Corrections Services Canada |  | Agassiz | BC | 49.239 | -121.768 | operating |  |  | 2018 | 9112 |  |  | Small | [9 empty] | Yes |  | CEEDC DE Survey 2019 | [16 empty] | Yes | [39 empty] | Yes | No | No |  |  |  | 201276.56
103683 | William Head Institution | FALSE | TRUE | FALSE | FALSE | Corrections Services Canada |  | Victoria | BC | 48.429 | -123.366 | operating |  |  | 2018 | 9112 |  |  | large | [9 empty] | Yes |  | CEEDC DE Survey 2019 | [16 empty] | Yes | [39 empty] | Yes | No | No |  |  |  | 138093.84
103684 | Terra Commons | FALSE | TRUE | FALSE | FALSE |  |  | Winnipeg | MB | 49.898 | -97.139 | operating | [6 empty] | large
103685 | Tignish | FALSE | TRUE | FALSE | FALSE |  |  | Tignish | PE | 46.95 | -64.033 | operating | [6 empty] | Small |  |  |  | Yes |  | Yes | Yes | Yes
103686 | Saint-Ubalde | FALSE | TRUE | FALSE | FALSE |  |  | Saint-Ubalde | QC | 46.756 | -72.273 | operating | [6 empty] | Small |  | Yes |  |  |  | Yes | Yes
103687 | Kruger Products Paper Mill | TRUE | FALSE | FALSE | FALSE |  |  | New Westminster | BC | 49.202 | -122.937 | operating | 2000 |  | 2015 | 322 | 5150 | [13 empty] | CEEDC Cogen survey 2019
103688 | ADM AGRI-INDUSTRIES - ADM Lloydminster | TRUE | FALSE | FALSE | FALSE | ADM Agri-Industies Company |  | Lloydminster | AB | 53.283 | -110.033 | operating |  |  | 2017 | 111 | [14 empty] | CEEDC Cogen survey 2019
103689 | Aquatera Grande Prairie WWTP (and Landfill) | TRUE | FALSE | FALSE | FALSE | Aquatera Utilities Inc |  | Grande Prairie | AB | 55.134 | -118.796 | operating |  |  | 2017 | 221 | [14 empty] | CEEDC Cogen survey 2019
103690 | Bonnybrook Wastewater Treatment Plant | TRUE | FALSE | FALSE | FALSE | City of Calgary |  | Calgary | AB | 51.013 | -114.025 | operating |  |  | 2017 | 221 | [14 empty] | CEEDC Cogen survey 2019
103692 | Cancarb Ltd. | TRUE | FALSE | FALSE | FALSE | Cancarb Ltd. |  | Medicine Hat | AB | 50.057 | -110.727 | operating |  |  | 2017 | 339 | [14 empty] | CEEDC Cogen survey 2019
103693 | Christina Lake SAGD Bitumen Battery | TRUE | FALSE | FALSE | FALSE | Cenovus FCCL Ltd. |  | Fort McMurray | AB | 55.564 | -110.914 | operating |  |  | 2017 | 211 | [14 empty] | CEEDC Cogen survey 2019
103694 | Fort Hills Oil Sands | TRUE | FALSE | FALSE | FALSE | Suncor Energy Inc. | Total E&P Canada Ltd., and Teck Resources Limited | Fort McMurray | AB | 57.395 | -111.572 | operating | 2017 |  | 2019 | 21114 | 26403 | G11397 | Medium |  |  |  |  | Yes | [6 empty] | CEEDC Cogen Survey 2019
103695 | International Paper Canadian Pulp Holdings ULC | TRUE | FALSE | FALSE | FALSE | International Paper Company |  | Grande Prairie | AB | 55.072 | -118.691 | operating |  |  | 2017 | 322 | [14 empty] | CEEDC Cogen survey 2019
103696 | Jumping Pound Complex | TRUE | FALSE | FALSE | FALSE | Shell Canada Limited |  | Jumping Pound Complex | AB | 51.15 | -114.583 | operating |  |  | 2017 | 211 | [14 empty] | CEEDC Cogen survey 2019
103697 | Kearl Oil Sands Processing Plant and Mine | TRUE | FALSE | FALSE | FALSE | Imperial Oil Resources Limited |  | Kearl Lake | AB | 57.393 | -111.069 | operating |  |  | 2017 | 211 | [14 empty] | CEEDC Cogen survey 2019
103698 | Lindbergh SAGD 04-25 | TRUE | FALSE | FALSE | FALSE | Pengrowth Energy Corporation |  | Lindbergh | AB | 54.013 | -110.606 | operating |  |  | 2017 | 211 | [14 empty] | CEEDC Cogen survey 2019
103699 | Oil Sands Base Plant | TRUE | FALSE | FALSE | FALSE | Suncor Energy Inc. |  | Fort McMurray | AB | 56.975 | -111.481 | operating | 2001 |  | 2019 | 21114 | 2230 | G10558 | Medium |  |  |  |  | Yes | [6 empty] | CEEDC Cogen Survey 2019
103700 | Grande Prairie Operations | TRUE | FALSE | FALSE | FALSE | Weyerhaeuser Company Limited |  | Grande Prairie | AB | 55.071 | -118.685 | operating |  |  | 2015 | 322 | [14 empty] | CEEDC Cogen survey 2019
103701 | Delpark Homes Centre | TRUE | FALSE | FALSE | FALSE | Oshawa Power |  | Oshawa | ON | 43.948 | -78.85 | planned | 2020 |  |  | 221 |  |  | Large | Yes | [10 empty] | durhamregion.com |  | 0.6 | [10 empty] | 0.6 |  |  |  | Yes
103702 | Longwood Energy | TRUE | FALSE | FALSE | FALSE | HCE Energy | McMaster Innovation Park | Hamilton | ON | 43.255 | -79.903 | operating | 2019 |  | 2019 | 221 |  |  | Large |  | Yes | [9 empty] | HCE Energy |  | 0.674 | 0.899 | 267.889 | 304.773 | [5 empty] | GE | 2019 | 0.674 | 0.899 | 267.889 | 304.773 | Yes
103703 | Portlands Energy Center | TRUE | FALSE | FALSE | FALSE | Portlands Energy Center |  | Hamilton | ON | 43.272 | -79.853 | operating | 2019 |  | 2019 | 221 |  |  | Large |  |  |  | Yes | [7 empty] | HCE Energy |  | 2.129 | 1.198 | 957.725 | 135.714 | [5 empty] | GE | 2019 | 2.129 | 1.198 | 957.725 | 135.714 | Yes
103704 | Bottling Facility | TRUE | FALSE | FALSE | FALSE | Enerflex |  | Mississauga | ON | 43.592 | -79.656 | operating |  |  | 2019 | 3121 |  |  | Large |  |  |  | Yes | [7 empty] | Enerflex |  | 2 | 1.6 | [7 empty] | GE |  | 2 | 1.6 |  |  | Yes
103705 | Stevensville Greenhouse | TRUE | FALSE | FALSE | FALSE | Enerflex |  | Stevensville | ON | 42.943 | -79.054 | operating |  |  | 2019 | 1114 |  |  | Medium |  |  |  | Yes | [7 empty] | Enerflex |  | 2 | 1.6 | [7 empty] | GE |  | 2 | 1.6 |  |  | Yes
103706 | Landfill Plant | TRUE | FALSE | TRUE | FALSE | Enerflex |  | Moose Creek | ON | 42.262 | -74.97 | operating |  |  | 2019 | 5622 |  |  | Small |  |  |  |  | Yes | [6 empty] | Enerflex |  | 4.2 | 2.6 | [7 empty] | GE |  | 4.2 | 2.6 | [6 empty] | Yes
103707 | Industrial Ethanol | TRUE | FALSE | FALSE | FALSE | Enerflex |  | Aylmer | QC | 45.395 | -75.844 | operating |  |  | 2019 | 32519 |  |  | Medium |  |  |  |  | Yes | [6 empty] | Enerflex |  | 3.3 | 3 | [7 empty] | GE |  | 3.3 | 3 |  |  | Yes
103708 | Municipality of Peel | TRUE | FALSE | FALSE | FALSE | Enerflex |  | Mississauga | ON | 43.593 | -79.655 | operating |  |  | 2019 | 221 |  |  | Large | [5 empty] | Yes | [5 empty] | Enerflex |  | 2.8 | 3 | [7 empty] | GE |  | 2.8 | 3 | [12 empty] | Yes
103709 | Royal Ottawa Health Centre | TRUE | FALSE | FALSE | FALSE | Enerflex |  | Ottawa | ON | 45.316 | -75.711 | operating |  |  | 2019 | 221 |  |  | Large |  |  | Yes | [8 empty] | Enerflex |  | 0.6 | 0.4 | [7 empty] | GE |  | 0.6 | 0.4
103710 | Regent Park | TRUE | FALSE | FALSE | FALSE | Enerflex |  | Toronto | ON | 43.706 | -79.404 | operating |  |  | 2019 | 221 |  |  | Large | [11 empty] | Enerflex |  | 4.3 | 4.8 | [7 empty] | GE |  | 4.3 | 4.8
103711 | Meat Processing Facility | TRUE | FALSE | FALSE | FALSE | Enerflex |  | Listowel | ON | 43.734 | -80.952 | operating |  |  | 2019 | 3116 |  |  | Small |  |  |  |  | Yes | [6 empty] | Enerflex |  | 2 | 1.6 | [7 empty] | GE |  | 2 | 1.6
99409.7677
Note on C1: Does the facility use cogeneration?
Note on D1: Does the facility provide district energy?
Note on E1: Does the facility produce renewable electricity?
Note on F1: Does the facility produce biomass/biogas/biofuels?
Note on T1: According to Statistics Canada Census of Population Rural: less than 1,000 inhabitants Small: between 1,000 and 29,999 inhabitants Medium: between 30,000 and 99,999 inhabitants Large: greater than 100,000 inhabitants
Note on CI1: Type of energy product: biomass, biogas, biofuels

## Electricity Capacity
Select Report Version: Canada’s Energy Future 2021
Select Appendices: Electricity Capacity
Select Case: Current Policies
Select Type: Primary Fuel
Units: | MW
Canada
_ | 2005 | 2006 | 2007 | 2008 | 2009 | 2010 | 2011 | 2012 | 2013 | 2014 | 2015 | 2016 | 2017 | 2018 | 2019 | 2020 | 2021 | 2022 | 2023 | 2024 | 2025 | 2026 | 2027 | 2028 | 2029 | 2030 | 2031 | 2032 | 2033 | 2034 | 2035 | 2036 | 2037 | 2038 | 2039 | 2040 | 2041 | 2042 | 2043 | 2044 | 2045 | 2046 | 2047 | 2048 | 2049 | 2050
Hydro / Wave / Tidal | 72877.98 | 72767.98 | 73568.98 | 74471.98 | 74753.98 | 75148.98 | 75464.84 | 76520.13 | 75991.44 | 78564.85 | 79677.21 | 80624.68 | 80922.48 | 81383.48 | 81383.48 | 81383.48 | 82307.48 | 83312.48 | 83312.48 | 83478.41 | 84691.59 | 84776.11 | 84869.43 | 84976.57 | 85057.23 | 85118.39 | 85174.94 | 85214.94 | 85275.52 | 85368.76 | 85441.91 | 85681.32 | 85738.05 | 85790.5 | 85833.84 | 85904.48 | 85919.48 | 85955.95 | 86076.87 | 86203.48 | 86234.84 | 86298.66 | 86473.05 | 86631.51 | 86770.62 | 86866.7
Wind | 557.37 | 1443.04 | 1823.24 | 2321.14 | 3240.14 | 3746.11 | 5171.34 | 5883.21 | 7467.01 | 9404.99 | 10945.79 | 11766.8 | 12673.45 | 12781.65 | 13206.05 | 13532.05 | 13722.05 | 15081.05 | 15220.01 | 15683.89 | 16262.24 | 16422.75 | 16830.36 | 17291.82 | 17604.56 | 18326.14 | 18920.9 | 19715.71 | 20141.28 | 20737.62 | 21034.59 | 21443.15 | 21751.23 | 22359.7 | 22667.97 | 23178.46 | 23478.13 | 24088.63 | 24399.38 | 25075.79 | 25402.23 | 26079.23 | 26406.15 | 27083.16 | 27410.25 | 27738.58
Biomass / Geothermal | 1735.59 | 1742.19 | 1742.19 | 1666.19 | 1735.29 | 1800.29 | 1829.79 | 1884.89 | 1913.73 | 2368.83 | 2236.93 | 2515.5 | 2446.9 | 2459.7 | 2260.2 | 2279.1 | 2298.35 | 2318.35 | 2378.35 | 2379.7 | 2398.89 | 2408.68 | 2409.53 | 2469.32 | 2479.11 | 2497.92 | 2498.72 | 2498.72 | 2567.88 | 2578.1 | 2579.39 | 2589.6 | 2608.68 | 2618.62 | 2628.49 | 2630.5 | 2640.7 | 2652.29 | 2671.51 | 2672.75 | 2682.97 | 2695.01 | 2707.28 | 2719.68 | 2741.07 | 2753.55
Solar | 16.75 | 20.48 | 25.77 | 32.72 | 94.57 | 281.13 | 419.4 | 647.48 | 1027.63 | 1523.48 | 2135.48 | 2416.06 | 2614.46 | 2719.86 | 2739.86 | 2759.86 | 2979.86 | 3438.03 | 3489.21 | 3505.53 | 3551.99 | 3718.67 | 3844.39 | 3860.23 | 4131.04 | 4361.95 | 4620.6 | 4879.5 | 5178.63 | 5457.05 | 6095.6 | 6505.87 | 6957.49 | 7270.32 | 7624.17 | 8120.3 | 8438.63 | 8757.29 | 9076.54 | 9396.44 | 9917.69 | 10220.67 | 10524.05 | 10827.98 | 11132.77 | 11460.69
Uranium | 12805 | 13345 | 13345 | 13345 | 13345 | 13345 | 13345 | 13345 | 14345 | 14273 | 14273 | 14273 | 13338 | 13338 | 13338 | 12513 | 12513 | 11578 | 9818 | 11578 | 9676 | 8451 | 9389 | 10229 | 9407 | 10247 | 9425 | 10265 | 10270 | 11110 | 11110 | 11110 | 11115 | 11115 | 11125 | 11145 | 10460 | 10480 | 10500 | 11204 | 11229 | 11279 | 11379 | 11479 | 11579 | 11579
Coal & Coke | 15647.64 | 15563.64 | 15650.64 | 15471.64 | 15528.64 | 13779.64 | 13253.64 | 12419.64 | 11445.94 | 9641.64 | 9517.44 | 9517.44 | 9517.44 | 8929.44 | 8929.44 | 8521.8 | 7368.8 | 6038.8 | 2844 | 2844 | 2844 | 2553 | 2553 | 1978 | 1978 | 1978 | 1978 | 1978 | 1978 | 1978 | 1822 | 1822 | 1546 | 1546 | 1391 | 1391 | 750 | 750 | 750 | 750 | 750 | 750 | 750 | 750 | 750 | 750
Natural Gas | 13561.11 | 13858.78 | 13954.9 | 15717.1 | 15820.33 | 18944.95 | 19354.65 | 19891.08 | 20065.77 | 20153.21 | 21931.08 | 21566.92 | 22086.92 | 22565.92 | 22576.92 | 24728.32 | 26105.32 | 26896.32 | 30840.42 | 31844.42 | 31970.66 | 32020.93 | 32107.17 | 32822.31 | 33102.38 | 33198.46 | 33437.53 | 33767.61 | 32977.7 | 34526.79 | 34985.86 | 35065.94 | 34181.01 | 34261.09 | 33631.16 | 33640.22 | 33350.29 | 33350.35 | 33341.41 | 33350.48 | 33350.54 | 33350.61 | 33350.67 | 33350.74 | 33341.8 | 33341.89
Oil | 4770.08 | 4519.44 | 4524.44 | 4520.69 | 4474.83 | 4609.02 | 3916.28 | 3641.15 | 3645.15 | 3655.7 | 3500.7 | 3558.68 | 3594.53 | 3614.53 | 3624.53 | 3624.53 | 3624.53 | 3134.53 | 3134.53 | 3138.53 | 3135.53 | 3103.83 | 3103.83 | 3107.83 | 3107.83 | 3112.83 | 3117.83 | 3121.83 | 3121.83 | 3121.83 | 3054.79 | 3058.79 | 3058.79 | 3058.79 | 3058.79 | 3058.79 | 2008.79 | 2008.79 | 2008.79 | 2008.79 | 2008.79 | 2008.79 | 2008.79 | 2008.79 | 2008.79 | 2008.79
Newfoundland and Labrador
_ | 2005 | 2006 | 2007 | 2008 | 2009 | 2010 | 2011 | 2012 | 2013 | 2014 | 2015 | 2016 | 2017 | 2018 | 2019 | 2020 | 2021 | 2022 | 2023 | 2024 | 2025 | 2026 | 2027 | 2028 | 2029 | 2030 | 2031 | 2032 | 2033 | 2034 | 2035 | 2036 | 2037 | 2038 | 2039 | 2040 | 2041 | 2042 | 2043 | 2044 | 2045 | 2046 | 2047 | 2048 | 2049 | 2050
Hydro / Wave / Tidal | 6790.68 | 6790.68 | 6790.68 | 6790.68 | 6790.68 | 6790.68 | 6793.68 | 6793.68 | 6793.68 | 6793.68 | 6793.68 | 6793.68 | 6793.68 | 6793.68 | 6793.68 | 6793.68 | 7617.68 | 7617.68 | 7617.68 | 7617.68 | 7617.68 | 7617.68 | 7617.68 | 7617.68 | 7617.68 | 7617.68 | 7617.68 | 7617.68 | 7617.68 | 7617.68 | 7617.68 | 7617.68 | 7617.68 | 7617.68 | 7617.68 | 7617.68 | 7617.68 | 7617.68 | 7617.68 | 7617.68 | 7617.68 | 7617.68 | 7617.68 | 7617.68 | 7617.68 | 7617.68
Wind | 0 | 0 | 0 | 0 | 54 | 54 | 54.3 | 54.3 | 54.3 | 54.3 | 54.3 | 54.3 | 54.3 | 54.3 | 54.3 | 54.3 | 54.3 | 54.3 | 54.3 | 54.3 | 54.3 | 54.3 | 54.3 | 54.3 | 54.3 | 54.3 | 54.3 | 54.3 | 54.3 | 54.3 | 54.3 | 54.3 | 54.3 | 54.3 | 54.3 | 54.3 | 54.3 | 54.3 | 54.3 | 54.3 | 54.3 | 54.3 | 54.3 | 54.3 | 54.3 | 54.3
Biomass / Geothermal | 15 | 15 | 15 | 15 | 15 | 15 | 15 | 15 | 15 | 15 | 15 | 0 | 0 | 0 | 0 | 0 | 0 | 0 | 0 | 0 | 0 | 0 | 0 | 0 | 0 | 0 | 0 | 0 | 0 | 0 | 0 | 0 | 0 | 0 | 0 | 0 | 0 | 0 | 0 | 0 | 0 | 0 | 0 | 0 | 0 | 0
Solar | 0 | 0 | 0 | 0 | 0 | 0 | 0 | 0 | 0.02 | 0.02 | 0.02 | 0.02 | 0.02 | 0.02 | 0.02 | 0.02 | 0.02 | 0.02 | 0.02 | 0.02 | 0.02 | 0.02 | 0.02 | 0.02 | 0.02 | 0.02 | 0.02 | 0.02 | 0.02 | 0.02 | 0.02 | 0.02 | 0.02 | 0.02 | 0.02 | 0.02 | 0.02 | 0.02 | 0.02 | 0.02 | 0.02 | 0.02 | 0.02 | 0.02 | 0.02 | 0.02
Uranium | 0 | 0 | 0 | 0 | 0 | 0 | 0 | 0 | 0 | 0 | 0 | 0 | 0 | 0 | 0 | 0 | 0 | 0 | 0 | 0 | 0 | 0 | 0 | 0 | 0 | 0 | 0 | 0 | 0 | 0 | 0 | 0 | 0 | 0 | 0 | 0 | 0 | 0 | 0 | 0 | 0 | 0 | 0 | 0 | 0 | 0
Coal & Coke | 0 | 0 | 0 | 0 | 0 | 0 | 0 | 0 | 0 | 0 | 0 | 0 | 0 | 0 | 0 | 0 | 0 | 0 | 0 | 0 | 0 | 0 | 0 | 0 | 0 | 0 | 0 | 0 | 0 | 0 | 0 | 0 | 0 | 0 | 0 | 0 | 0 | 0 | 0 | 0 | 0 | 0 | 0 | 0 | 0 | 0
Natural Gas | 131.5 | 131.5 | 131.5 | 131.5 | 131.5 | 131.5 | 131.5 | 131.5 | 131.5 | 131.5 | 131.5 | 131.5 | 131.5 | 251.5 | 251.5 | 251.5 | 251.5 | 251.5 | 251.5 | 251.5 | 251.5 | 251.5 | 251.5 | 311.5 | 311.5 | 311.5 | 311.5 | 311.5 | 311.5 | 311.5 | 311.5 | 311.5 | 311.5 | 311.5 | 311.5 | 311.5 | 311.5 | 311.5 | 311.5 | 311.5 | 311.5 | 311.5 | 311.5 | 311.5 | 311.5 | 311.5
Oil | 783.7 | 783.7 | 783.7 | 783.7 | 722.29 | 722.29 | 722.29 | 722.29 | 722.29 | 736.99 | 736.99 | 736.99 | 722.84 | 722.84 | 722.84 | 722.84 | 722.84 | 232.84 | 232.84 | 232.84 | 232.84 | 232.84 | 232.84 | 232.84 | 232.84 | 232.84 | 232.84 | 232.84 | 232.84 | 232.84 | 232.84 | 232.84 | 232.84 | 232.84 | 232.84 | 232.84 | 232.84 | 232.84 | 232.84 | 232.84 | 232.84 | 232.84 | 232.84 | 232.84 | 232.84 | 232.84
Prince Edward Island
_ | 2005 | 2006 | 2007 | 2008 | 2009 | 2010 | 2011 | 2012 | 2013 | 2014 | 2015 | 2016 | 2017 | 2018 | 2019 | 2020 | 2021 | 2022 | 2023 | 2024 | 2025 | 2026 | 2027 | 2028 | 2029 | 2030 | 2031 | 2032 | 2033 | 2034 | 2035 | 2036 | 2037 | 2038 | 2039 | 2040 | 2041 | 2042 | 2043 | 2044 | 2045 | 2046 | 2047 | 2048 | 2049 | 2050
Hydro / Wave / Tidal | 0 | 0 | 0 | 0 | 0 | 0 | 0 | 0 | 0 | 0 | 0 | 0 | 0 | 0 | 0 | 0 | 0 | 0 | 0 | 0 | 0 | 0 | 0 | 0 | 0 | 0 | 0 | 0 | 0 | 0 | 0 | 0 | 0 | 0 | 0 | 0 | 0 | 0 | 0 | 0 | 0 | 0 | 0 | 0 | 0 | 0
Wind | 13 | 13 | 72 | 72 | 151 | 163 | 163 | 163 | 173 | 202.98 | 203.28 | 203.28 | 203.28 | 203.28 | 203.28 | 203.28 | 233.28 | 233.28 | 235.29 | 237.52 | 269.86 | 272.29 | 274.77 | 277.31 | 279.91 | 312.56 | 315.27 | 318.04 | 320.86 | 323.75 | 326.7 | 329.71 | 332.78 | 335.93 | 339.12 | 342.38 | 345.7 | 349.08 | 352.52 | 356.03 | 359.57 | 363.12 | 366.73 | 370.38 | 374.05 | 377.95
Biomass / Geothermal | 2.1 | 2.1 | 2.1 | 2.1 | 2.1 | 2.1 | 2.1 | 2.1 | 2.1 | 2.1 | 2.1 | 2.1 | 2.1 | 2.1 | 2.1 | 2.1 | 2.1 | 2.1 | 2.1 | 2.19 | 2.19 | 2.19 | 2.19 | 2.19 | 2.19 | 2.19 | 2.19 | 2.19 | 2.19 | 2.19 | 2.19 | 2.33 | 2.33 | 2.33 | 2.33 | 2.48 | 2.48 | 2.48 | 2.48 | 2.48 | 2.48 | 2.66 | 2.84 | 3.02 | 3.2 | 3.4
Solar | 0 | 0 | 0 | 0 | 0 | 0 | 0 | 0 | 0 | 0 | 0 | 0 | 0 | 0 | 0 | 0 | 0 | 2.01 | 2.01 | 4.35 | 6.78 | 9.26 | 11.8 | 14.4 | 17.05 | 19.76 | 22.53 | 25.35 | 28.24 | 31.19 | 34.2 | 37.27 | 40.42 | 43.61 | 46.87 | 50.19 | 53.57 | 57.01 | 60.52 | 64.06 | 67.61 | 71.22 | 74.87 | 78.54 | 82.27 | 86.17
Uranium | 0 | 0 | 0 | 0 | 0 | 0 | 0 | 0 | 0 | 0 | 0 | 0 | 0 | 0 | 0 | 0 | 0 | 0 | 0 | 0 | 0 | 0 | 0 | 0 | 0 | 0 | 0 | 0 | 0 | 0 | 0 | 0 | 0 | 0 | 0 | 0 | 0 | 0 | 0 | 0 | 0 | 0 | 0 | 0 | 0 | 0
Coal & Coke | 0 | 0 | 0 | 0 | 0 | 0 | 0 | 0 | 0 | 0 | 0 | 0 | 0 | 0 | 0 | 0 | 0 | 0 | 0 | 0 | 0 | 0 | 0 | 0 | 0 | 0 | 0 | 0 | 0 | 0 | 0 | 0 | 0 | 0 | 0 | 0 | 0 | 0 | 0 | 0 | 0 | 0 | 0 | 0 | 0 | 0
Natural Gas | 0 | 0 | 0 | 0 | 0 | 0 | 0 | 0 | 0 | 0 | 0 | 0 | 0 | 0 | 0 | 0 | 0 | 0 | 0 | 0 | 0 | 0 | 0 | 0 | 0 | 0 | 0 | 0 | 0 | 0 | 0 | 0 | 0 | 0 | 0 | 0 | 0 | 0 | 0 | 0 | 0 | 0 | 0 | 0 | 0 | 0
Oil | 160.5 | 160.5 | 160.5 | 160.45 | 160 | 160.45 | 160.45 | 160.45 | 160.45 | 160.45 | 160.45 | 160.45 | 160.45 | 170.45 | 170.45 | 170.45 | 170.45 | 170.45 | 170.45 | 170.45 | 170.45 | 170.45 | 170.45 | 170.45 | 170.45 | 170.45 | 170.45 | 170.45 | 170.45 | 170.45 | 170.45 | 170.45 | 170.45 | 170.45 | 170.45 | 170.45 | 170.45 | 170.45 | 170.45 | 170.45 | 170.45 | 170.45 | 170.45 | 170.45 | 170.45 | 170.45
Nova Scotia
_ | 2005 | 2006 | 2007 | 2008 | 2009 | 2010 | 2011 | 2012 | 2013 | 2014 | 2015 | 2016 | 2017 | 2018 | 2019 | 2020 | 2021 | 2022 | 2023 | 2024 | 2025 | 2026 | 2027 | 2028 | 2029 | 2030 | 2031 | 2032 | 2033 | 2034 | 2035 | 2036 | 2037 | 2038 | 2039 | 2040 | 2041 | 2042 | 2043 | 2044 | 2045 | 2046 | 2047 | 2048 | 2049 | 2050
Hydro / Wave / Tidal | 389.35 | 389.35 | 389.35 | 389.35 | 389.35 | 389.35 | 389.35 | 389.35 | 389.35 | 376.35 | 376.35 | 376.35 | 376.35 | 376.35 | 376.35 | 376.35 | 376.35 | 376.35 | 376.35 | 376.35 | 376.35 | 376.35 | 376.35 | 376.35 | 376.35 | 376.35 | 376.35 | 376.35 | 376.35 | 389.97 | 389.97 | 405.01 | 405.01 | 405.01 | 405.01 | 419.67 | 419.67 | 419.67 | 419.67 | 435.96 | 452.31 | 468.6 | 484.54 | 498.9 | 511.81 | 511.81
Wind | 34.7 | 37.1 | 42.3 | 43.2 | 43.2 | 122.2 | 216.6 | 320.2 | 326.17 | 328.17 | 534.17 | 596.4 | 615.4 | 615.4 | 615.4 | 615.4 | 615.4 | 615.4 | 627.41 | 627.41 | 640.65 | 654.16 | 667.77 | 681.6 | 695.72 | 709.97 | 724.4 | 738.99 | 753.73 | 768.67 | 783.72 | 799.05 | 814.57 | 830.3 | 846.14 | 862.19 | 878.33 | 894.58 | 910.86 | 942.5 | 974.32 | 1006.92 | 1039.56 | 1072.27 | 1105.05 | 1138.45
Biomass / Geothermal | 68.62 | 66.12 | 66.12 | 66.12 | 66.12 | 66.12 | 66.12 | 66.12 | 66.12 | 112.56 | 112.56 | 112.56 | 112.56 | 112.56 | 112.56 | 112.56 | 112.56 | 112.56 | 112.56 | 112.56 | 112.56 | 112.56 | 112.56 | 112.56 | 112.56 | 112.56 | 112.56 | 112.56 | 112.56 | 112.56 | 112.56 | 112.56 | 112.56 | 112.56 | 112.56 | 112.56 | 112.56 | 112.56 | 112.56 | 112.56 | 112.56 | 113.37 | 114.19 | 115.01 | 115.83 | 116.66
Solar | 0 | 0 | 0 | 0 | 0 | 0 | 0 | 0 | 0.37 | 0.37 | 0.37 | 0.37 | 0.37 | 0.37 | 0.37 | 0.37 | 0.37 | 0.37 | 0.37 | 0.37 | 0.37 | 10.37 | 20.37 | 20.37 | 30.37 | 40.37 | 50.37 | 60.37 | 70.37 | 80.37 | 80.37 | 90.37 | 100.37 | 110.37 | 120.37 | 130.37 | 140.37 | 150.37 | 160.37 | 170.37 | 180.37 | 190.37 | 200.37 | 210.37 | 220.37 | 230.37
Uranium | 0 | 0 | 0 | 0 | 0 | 0 | 0 | 0 | 0 | 0 | 0 | 0 | 0 | 0 | 0 | 0 | 0 | 0 | 0 | 0 | 0 | 0 | 0 | 0 | 0 | 0 | 0 | 0 | 0 | 0 | 0 | 0 | 0 | 0 | 0 | 0 | 0 | 0 | 0 | 0 | 0 | 0 | 0 | 0 | 0 | 0
Coal & Coke | 1288 | 1288 | 1288 | 1288 | 1288 | 1288 | 1288 | 1288 | 1252 | 1252 | 1252 | 1252 | 1252 | 1252 | 1252 | 1097 | 1097 | 1097 | 1097 | 1097 | 1097 | 1097 | 1097 | 1097 | 1097 | 1097 | 1097 | 1097 | 1097 | 1097 | 941 | 941 | 941 | 941 | 786 | 786 | 635 | 635 | 635 | 635 | 635 | 635 | 635 | 635 | 635 | 635
Natural Gas | 381 | 381 | 381 | 381 | 430 | 381 | 482 | 482 | 482 | 482 | 482 | 482.01 | 482.01 | 482.01 | 482.01 | 482.01 | 482.01 | 482.01 | 482.01 | 482.01 | 502.01 | 502.01 | 502.01 | 502.01 | 502.01 | 502.01 | 502.01 | 603.01 | 603.01 | 603.01 | 653.01 | 653.01 | 653.01 | 653.01 | 703.01 | 703.01 | 703.01 | 703.01 | 703.01 | 703.01 | 703.01 | 703.01 | 703.01 | 703.01 | 703.01 | 703.01
Oil | 222.3 | 222.3 | 222.3 | 222.3 | 222.3 | 222.3 | 222.3 | 222.3 | 222.3 | 222.3 | 222.3 | 222.3 | 222.3 | 222.3 | 222.3 | 222.3 | 222.3 | 222.3 | 222.3 | 222.3 | 222.3 | 222.3 | 222.3 | 222.3 | 222.3 | 222.3 | 222.3 | 222.3 | 222.3 | 222.3 | 222.3 | 222.3 | 222.3 | 222.3 | 222.3 | 222.3 | 222.3 | 222.3 | 222.3 | 222.3 | 222.3 | 222.3 | 222.3 | 222.3 | 222.3 | 222.3
New Brunswick
_ | 2005 | 2006 | 2007 | 2008 | 2009 | 2010 | 2011 | 2012 | 2013 | 2014 | 2015 | 2016 | 2017 | 2018 | 2019 | 2020 | 2021 | 2022 | 2023 | 2024 | 2025 | 2026 | 2027 | 2028 | 2029 | 2030 | 2031 | 2032 | 2033 | 2034 | 2035 | 2036 | 2037 | 2038 | 2039 | 2040 | 2041 | 2042 | 2043 | 2044 | 2045 | 2046 | 2047 | 2048 | 2049 | 2050
Hydro / Wave / Tidal | 953.13 | 953.13 | 953.13 | 953.13 | 953.13 | 953.13 | 960.98 | 960.98 | 960.98 | 960.98 | 960.98 | 960.98 | 960.98 | 960.98 | 960.98 | 960.98 | 960.98 | 960.98 | 960.98 | 970.96 | 970.96 | 980.12 | 980.12 | 990.27 | 999.64 | 999.64 | 999.64 | 999.64 | 999.64 | 999.64 | 999.64 | 1010.08 | 1010.08 | 1019.48 | 1027.94 | 1035.56 | 1035.56 | 1035.56 | 1035.56 | 1035.56 | 1035.56 | 1042.41 | 1048.58 | 1054.13 | 1054.13 | 1054.13
Wind | 0 | 0 | 0 | 96 | 195 | 195 | 294 | 294 | 294 | 294 | 294 | 294 | 294 | 294 | 294 | 294 | 294 | 329 | 338.98 | 348.64 | 358.47 | 368.51 | 378.66 | 388.89 | 399.23 | 409.67 | 420.23 | 430.9 | 471.67 | 482.5 | 493.36 | 515.12 | 536.42 | 558.3 | 580.18 | 602.08 | 613.02 | 634.53 | 656.15 | 677.85 | 699.29 | 720.27 | 740.93 | 761.33 | 781.55 | 801.03
Biomass / Geothermal | 127.37 | 127.37 | 127.37 | 127.37 | 127.37 | 127.37 | 127.37 | 127.37 | 127.37 | 127.37 | 127.37 | 127.3 | 127.3 | 127.3 | 127.3 | 127.3 | 127.3 | 127.3 | 127.3 | 127.3 | 127.3 | 127.3 | 127.3 | 127.3 | 127.3 | 127.3 | 127.3 | 127.3 | 127.3 | 127.3 | 127.3 | 127.3 | 127.3 | 127.3 | 127.3 | 128.34 | 128.34 | 128.34 | 128.34 | 128.34 | 128.34 | 129.4 | 130.44 | 131.47 | 132.48 | 133.45
Solar | 0 | 0 | 0 | 0 | 0 | 0 | 0 | 0 | 0.16 | 0.16 | 0.16 | 0.16 | 0.16 | 0.16 | 0.16 | 0.16 | 0.16 | 2.16 | 2.16 | 4.16 | 36.16 | 38.16 | 40.16 | 42.16 | 44.16 | 46.16 | 48.16 | 50.16 | 52.16 | 54.16 | 56.16 | 58.16 | 60.16 | 62.16 | 64.16 | 66.16 | 68.16 | 70.16 | 72.16 | 74.16 | 76.16 | 78.16 | 80.16 | 82.16 | 84.16 | 86.16
Uranium | 680 | 680 | 680 | 680 | 680 | 680 | 680 | 680 | 705 | 705 | 705 | 705 | 705 | 705 | 705 | 705 | 705 | 705 | 705 | 705 | 705 | 705 | 705 | 705 | 705 | 705 | 705 | 705 | 705 | 705 | 705 | 705 | 705 | 705 | 705 | 705 | 0 | 0 | 0 | 679 | 679 | 679 | 679 | 679 | 679 | 679
Coal & Coke | 541 | 541 | 541 | 541 | 541 | 490 | 490 | 490 | 490 | 490 | 490 | 490 | 490 | 490 | 490 | 490 | 490 | 490 | 490 | 490 | 490 | 490 | 490 | 490 | 490 | 490 | 490 | 490 | 490 | 490 | 490 | 490 | 490 | 490 | 490 | 490 | 0 | 0 | 0 | 0 | 0 | 0 | 0 | 0 | 0 | 0
Natural Gas | 340 | 340 | 340 | 340 | 350 | 350 | 350 | 350 | 350 | 350 | 350 | 350 | 350 | 350 | 350 | 350 | 350 | 350 | 350 | 350 | 350.01 | 350.02 | 290.03 | 290.03 | 290.03 | 290.03 | 290.04 | 290.04 | 290.04 | 290.04 | 290.04 | 290.04 | 290.04 | 290.04 | 290.04 | 290.04 | 0.04 | 0.04 | 0.04 | 0.04 | 0.04 | 0.04 | 0.04 | 0.04 | 0.04 | 0.04
Oil | 1593.04 | 1593.04 | 1593.04 | 1593.04 | 1593.04 | 1593.04 | 1593.04 | 1593.04 | 1593.04 | 1593.04 | 1593.04 | 1593.04 | 1593.04 | 1593.04 | 1593.04 | 1593.04 | 1593.04 | 1593.04 | 1593.04 | 1593.04 | 1593.04 | 1564.34 | 1564.34 | 1564.34 | 1564.34 | 1564.34 | 1564.34 | 1564.34 | 1564.34 | 1564.34 | 1564.34 | 1564.34 | 1564.34 | 1564.34 | 1564.34 | 1564.34 | 514.34 | 514.34 | 514.34 | 514.34 | 514.34 | 514.34 | 514.34 | 514.34 | 514.34 | 514.34
Quebec
_ | 2005 | 2006 | 2007 | 2008 | 2009 | 2010 | 2011 | 2012 | 2013 | 2014 | 2015 | 2016 | 2017 | 2018 | 2019 | 2020 | 2021 | 2022 | 2023 | 2024 | 2025 | 2026 | 2027 | 2028 | 2029 | 2030 | 2031 | 2032 | 2033 | 2034 | 2035 | 2036 | 2037 | 2038 | 2039 | 2040 | 2041 | 2042 | 2043 | 2044 | 2045 | 2046 | 2047 | 2048 | 2049 | 2050
Hydro / Wave / Tidal | 36473 | 36686 | 37440 | 38265 | 38414.01 | 38426.01 | 38184 | 39217 | 38433 | 40034 | 40212 | 40396.95 | 40442.15 | 40853.15 | 40853.15 | 40853.15 | 40853.15 | 41253.15 | 41253.15 | 41340.01 | 41418.19 | 41488.54 | 41551.86 | 41608.85 | 41660.14 | 41706.3 | 41747.85 | 41747.85 | 41785.24 | 41818.89 | 41849.18 | 41876.43 | 41900.96 | 41923.04 | 41942.91 | 41960.8 | 41960.8 | 41976.89 | 41991.38 | 42004.42 | 42004.42 | 42016.15 | 42016.15 | 42016.15 | 42016.15 | 42016.15
Wind | 207 | 317 | 417 | 527 | 660 | 663.97 | 923 | 1199.57 | 2187.4 | 2648.4 | 3045.4 | 3332.72 | 3732.37 | 3879.57 | 4303.97 | 4329.97 | 4329.97 | 4329.97 | 4429.97 | 4729.97 | 4827.92 | 4926.39 | 5024.33 | 5122.23 | 5220.25 | 5318.27 | 5418.27 | 5518.27 | 5618.27 | 5718.27 | 5818.27 | 5918.27 | 6017.68 | 6116.36 | 6214.52 | 6314.52 | 6414.52 | 6514.52 | 6614.52 | 6714.52 | 6814.48 | 6914.48 | 7014.48 | 7114.48 | 7214.48 | 7314.48
Biomass / Geothermal | 278 | 278 | 278 | 230 | 230 | 230 | 240 | 240 | 240 | 240 | 245 | 244.84 | 244.84 | 266.64 | 266.64 | 276.54 | 295.79 | 295.79 | 295.79 | 306.05 | 316.23 | 326.03 | 335.88 | 345.67 | 355.46 | 365.26 | 375.06 | 375.06 | 385.22 | 395.44 | 405.74 | 415.81 | 425.89 | 435.83 | 445.7 | 455.52 | 465.72 | 475.92 | 486.13 | 496.37 | 506.59 | 516.59 | 526.82 | 537.2 | 547.57 | 558.05
Solar | 0 | 0 | 0 | 0 | 0 | 0 | 0 | 0 | 0.3 | 0.3 | 0.3 | 0.3 | 0.3 | 0.3 | 0.3 | 0.3 | 0.3 | 10.3 | 20.3 | 30.3 | 40.3 | 50.3 | 60.3 | 70.3 | 80.3 | 90.3 | 100.3 | 110.3 | 120.3 | 149.38 | 179.54 | 209.69 | 239.57 | 269.31 | 298.94 | 308.94 | 339.34 | 369.77 | 400.25 | 430.69 | 460.68 | 470.68 | 480.68 | 490.68 | 500.68 | 530.83
Uranium | 675 | 675 | 675 | 675 | 675 | 675 | 675 | 675 | 0 | 0 | 0 | 0 | 0 | 0 | 0 | 0 | 0 | 0 | 0 | 0 | 0 | 0 | 0 | 0 | 0 | 0 | 0 | 0 | 0 | 0 | 0 | 0 | 0 | 0 | 0 | 0 | 0 | 0 | 0 | 0 | 0 | 0 | 0 | 0 | 0 | 0
Coal & Coke | 0 | 0 | 0 | 0 | 0 | 0 | 0 | 0 | 0 | 0 | 0 | 0 | 0 | 0 | 0 | 0 | 0 | 0 | 0 | 0 | 0 | 0 | 0 | 0 | 0 | 0 | 0 | 0 | 0 | 0 | 0 | 0 | 0 | 0 | 0 | 0 | 0 | 0 | 0 | 0 | 0 | 0 | 0 | 0 | 0 | 0
Natural Gas | 31.05 | 591.05 | 591.05 | 591.05 | 591.05 | 589.45 | 564.45 | 564.45 | 564.53 | 560.53 | 560.53 | 649.13 | 649.13 | 649.13 | 649.13 | 649.13 | 649.13 | 649.13 | 649.13 | 649.13 | 649.14 | 649.14 | 649.15 | 649.15 | 649.15 | 649.15 | 649.15 | 649.15 | 649.15 | 649.16 | 649.16 | 649.16 | 649.16 | 649.16 | 649.16 | 649.16 | 649.16 | 649.16 | 649.16 | 649.17 | 649.17 | 649.17 | 649.17 | 649.17 | 649.17 | 649.17
Oil | 1594.63 | 1382.99 | 1382.99 | 1382.99 | 1382.99 | 1382.99 | 723.28 | 415.12 | 415.12 | 415.12 | 253.12 | 311.04 | 311.04 | 311.04 | 311.04 | 311.04 | 311.04 | 311.04 | 311.04 | 311.04 | 311.04 | 311.04 | 311.04 | 311.04 | 311.04 | 311.04 | 311.04 | 311.04 | 311.04 | 311.04 | 244 | 244 | 244 | 244 | 244 | 244 | 244 | 244 | 244 | 244 | 244 | 244 | 244 | 244 | 244 | 244
Ontario
_ | 2005 | 2006 | 2007 | 2008 | 2009 | 2010 | 2011 | 2012 | 2013 | 2014 | 2015 | 2016 | 2017 | 2018 | 2019 | 2020 | 2021 | 2022 | 2023 | 2024 | 2025 | 2026 | 2027 | 2028 | 2029 | 2030 | 2031 | 2032 | 2033 | 2034 | 2035 | 2036 | 2037 | 2038 | 2039 | 2040 | 2041 | 2042 | 2043 | 2044 | 2045 | 2046 | 2047 | 2048 | 2049 | 2050
Hydro / Wave / Tidal | 8505 | 8410 | 8410 | 8416 | 8424 | 8463 | 8524 | 8524 | 8565 | 8972 | 9023 | 9105.3 | 9161.3 | 9161.3 | 9161.3 | 9161.3 | 9161.3 | 9161.3 | 9161.3 | 9161.3 | 9161.3 | 9161.3 | 9161.3 | 9161.3 | 9161.3 | 9161.3 | 9161.3 | 9161.3 | 9161.3 | 9161.3 | 9161.3 | 9313.84 | 9313.84 | 9313.84 | 9313.84 | 9313.84 | 9313.84 | 9313.84 | 9313.84 | 9313.84 | 9313.84 | 9313.84 | 9451.12 | 9574.68 | 9685.88 | 9766.95
Wind | 15 | 414 | 491 | 782 | 1168 | 1447 | 1970 | 2053 | 2491 | 3490 | 4374 | 4841.45 | 5115.45 | 5076.45 | 5076.45 | 5376.45 | 5536.45 | 5536.45 | 5536.45 | 5536.45 | 5536.45 | 5536.45 | 5586.45 | 5586.45 | 5636.45 | 5686.45 | 5736.45 | 5786.45 | 5836.45 | 5886.45 | 5936.45 | 5986.45 | 6036.45 | 6086.45 | 6136.45 | 6186.45 | 6236.45 | 6286.45 | 6336.45 | 6386.45 | 6436.45 | 6486.45 | 6536.45 | 6586.45 | 6636.45 | 6686.45
Biomass / Geothermal | 209 | 176 | 176 | 148 | 207 | 207 | 207 | 207 | 207 | 592 | 465.4 | 801.3 | 692.7 | 692.7 | 492.7 | 492.7 | 492.7 | 492.7 | 492.7 | 492.7 | 492.7 | 492.7 | 492.7 | 492.7 | 492.7 | 492.7 | 492.7 | 492.7 | 492.7 | 492.7 | 492.7 | 492.7 | 492.7 | 492.7 | 492.7 | 492.7 | 492.7 | 492.7 | 492.7 | 492.7 | 492.7 | 492.7 | 492.7 | 492.7 | 492.7 | 492.7
Solar | 16.75 | 20.48 | 25.77 | 32.72 | 94.57 | 281.13 | 419.4 | 645.3 | 1018.7 | 1509.4 | 2119 | 2400.46 | 2580.46 | 2669.46 | 2669.46 | 2669.46 | 2669.46 | 2669.46 | 2669.46 | 2669.46 | 2669.46 | 2669.46 | 2669.46 | 2669.46 | 2769.46 | 2869.46 | 2969.46 | 3069.46 | 3169.46 | 3269.46 | 3369.46 | 3469.46 | 3569.46 | 3669.46 | 3769.46 | 3869.46 | 3969.46 | 4069.46 | 4169.46 | 4269.46 | 4369.46 | 4469.46 | 4569.46 | 4669.46 | 4769.46 | 4869.46
Uranium | 11450 | 11990 | 11990 | 11990 | 11990 | 11990 | 11990 | 11990 | 13640 | 13568 | 13568 | 13568 | 12633 | 12633 | 12633 | 11808 | 11808 | 10873 | 9113 | 10873 | 8971 | 7746 | 8684 | 9524 | 8702 | 9542 | 8720 | 9560 | 9565 | 10405 | 10405 | 10405 | 10410 | 10410 | 10420 | 10440 | 10460 | 10480 | 10500 | 10525 | 10550 | 10600 | 10700 | 10800 | 10900 | 10900
Coal & Coke | 6226 | 6118 | 6128 | 5949 | 5949 | 4487 | 4064 | 3296 | 2291 | 153 | 0 | 0 | 0 | 0 | 0 | 0 | 0 | 0 | 0 | 0 | 0 | 0 | 0 | 0 | 0 | 0 | 0 | 0 | 0 | 0 | 0 | 0 | 0 | 0 | 0 | 0 | 0 | 0 | 0 | 0 | 0 | 0 | 0 | 0 | 0 | 0
Natural Gas | 4916.91 | 5007.27 | 5005.44 | 6361.94 | 6022.17 | 8870.89 | 9094.02 | 9276.02 | 9314.02 | 8949.34 | 9556.34 | 9629.63 | 9918.63 | 9918.63 | 9918.63 | 10903.63 | 10903.63 | 10903.63 | 10903.63 | 10903.63 | 10903.63 | 10903.63 | 10903.63 | 10903.63 | 10903.63 | 10903.63 | 10903.63 | 10903.63 | 10903.63 | 10903.63 | 10903.63 | 10903.63 | 10903.63 | 10903.63 | 10903.63 | 10903.63 | 10903.63 | 10903.63 | 10903.63 | 10903.63 | 10903.63 | 10903.63 | 10903.63 | 10903.63 | 10903.63 | 10903.63
Oil | 115.81 | 115.81 | 115.81 | 115.81 | 115.81 | 249.32 | 249.32 | 249.32 | 249.32 | 250.45 | 250.45 | 250.45 | 250.45 | 250.45 | 250.45 | 250.45 | 250.45 | 250.45 | 250.45 | 250.45 | 250.45 | 250.45 | 250.45 | 250.45 | 250.45 | 250.45 | 250.45 | 250.45 | 250.45 | 250.45 | 250.45 | 250.45 | 250.45 | 250.45 | 250.45 | 250.45 | 250.45 | 250.45 | 250.45 | 250.45 | 250.45 | 250.45 | 250.45 | 250.45 | 250.45 | 250.45
Manitoba
_ | 2005 | 2006 | 2007 | 2008 | 2009 | 2010 | 2011 | 2012 | 2013 | 2014 | 2015 | 2016 | 2017 | 2018 | 2019 | 2020 | 2021 | 2022 | 2023 | 2024 | 2025 | 2026 | 2027 | 2028 | 2029 | 2030 | 2031 | 2032 | 2033 | 2034 | 2035 | 2036 | 2037 | 2038 | 2039 | 2040 | 2041 | 2042 | 2043 | 2044 | 2045 | 2046 | 2047 | 2048 | 2049 | 2050
Hydro / Wave / Tidal | 5053.63 | 5053.63 | 5053.63 | 5053.63 | 5053.63 | 5053.63 | 5053.63 | 5053.63 | 5254.63 | 5313.05 | 5349.16 | 5349.16 | 5349.16 | 5349.16 | 5349.16 | 5349.16 | 5449.16 | 6049.16 | 6049.16 | 6049.16 | 6049.16 | 6049.16 | 6049.16 | 6049.16 | 6049.16 | 6049.16 | 6049.16 | 6049.16 | 6049.16 | 6072.76 | 6094 | 6113.12 | 6130.32 | 6130.32 | 6130.32 | 6145.8 | 6145.8 | 6145.8 | 6145.8 | 6145.8 | 6145.8 | 6159.74 | 6159.74 | 6159.74 | 6159.74 | 6159.74
Wind | 20 | 103.95 | 103.95 | 103.95 | 103.95 | 103.95 | 241.95 | 258.45 | 258.45 | 258.45 | 258.45 | 258.45 | 258.45 | 258.45 | 258.45 | 258.45 | 258.45 | 258.45 | 258.45 | 258.45 | 258.45 | 292.49 | 327.46 | 363.26 | 399.77 | 436.72 | 474.15 | 512.05 | 550.21 | 588.65 | 627.38 | 666.34 | 705.55 | 744.91 | 784.41 | 823.96 | 863.56 | 903.22 | 942.9 | 982.64 | 1022.43 | 1062.29 | 1102.22 | 1142.24 | 1182.34 | 1222.92
Biomass / Geothermal | 22 | 22 | 22 | 22 | 22 | 22 | 22 | 22 | 22 | 22 | 22 | 22 | 22 | 22 | 22 | 22 | 22 | 22 | 22 | 22 | 22 | 22 | 22 | 22 | 22 | 22 | 22 | 22 | 22 | 22 | 22 | 22 | 22 | 22 | 22 | 22 | 22 | 22 | 22 | 22 | 22 | 22 | 22 | 22 | 22 | 22
Solar | 0 | 0 | 0 | 0 | 0 | 0 | 0 | 0 | 1 | 2 | 3 | 4 | 5 | 6 | 6 | 6 | 6 | 6 | 6 | 6 | 6 | 6 | 6 | 6 | 11 | 16 | 21 | 26 | 31 | 36 | 41 | 46 | 51 | 56 | 61 | 66 | 71 | 76 | 81 | 86 | 91 | 96 | 101 | 106 | 111 | 116
Uranium | 0 | 0 | 0 | 0 | 0 | 0 | 0 | 0 | 0 | 0 | 0 | 0 | 0 | 0 | 0 | 0 | 0 | 0 | 0 | 0 | 0 | 0 | 0 | 0 | 0 | 0 | 0 | 0 | 0 | 0 | 0 | 0 | 0 | 0 | 0 | 0 | 0 | 0 | 0 | 0 | 0 | 0 | 0 | 0 | 0 | 0
Coal & Coke | 97.64 | 97.64 | 97.64 | 97.64 | 97.64 | 97.64 | 97.64 | 97.64 | 97.64 | 97.64 | 97.64 | 97.64 | 97.64 | 97.64 | 97.64 | 0 | 0 | 0 | 0 | 0 | 0 | 0 | 0 | 0 | 0 | 0 | 0 | 0 | 0 | 0 | 0 | 0 | 0 | 0 | 0 | 0 | 0 | 0 | 0 | 0 | 0 | 0 | 0 | 0 | 0 | 0
Natural Gas | 400.38 | 400 | 400 | 400 | 400 | 400 | 400 | 400 | 400 | 407.68 | 407.68 | 402.61 | 402.61 | 402.61 | 402.61 | 402.61 | 402.61 | 402.61 | 402.61 | 402.61 | 402.61 | 402.61 | 402.61 | 402.61 | 402.61 | 402.61 | 402.61 | 402.61 | 402.61 | 402.61 | 402.61 | 402.61 | 402.61 | 402.61 | 402.61 | 402.61 | 402.61 | 402.61 | 402.61 | 402.61 | 402.61 | 402.61 | 402.61 | 402.61 | 402.61 | 402.61
Oil | 0 | 0 | 0 | 0 | 0 | 0 | 0 | 0 | 0 | 4.93 | 4.93 | 4.93 | 4.93 | 4.93 | 4.93 | 4.93 | 4.93 | 4.93 | 4.93 | 4.93 | 4.93 | 4.93 | 4.93 | 4.93 | 4.93 | 4.93 | 4.93 | 4.93 | 4.93 | 4.93 | 4.93 | 4.93 | 4.93 | 4.93 | 4.93 | 4.93 | 4.93 | 4.93 | 4.93 | 4.93 | 4.93 | 4.93 | 4.93 | 4.93 | 4.93 | 4.93
Alberta
_ | 2005 | 2006 | 2007 | 2008 | 2009 | 2010 | 2011 | 2012 | 2013 | 2014 | 2015 | 2016 | 2017 | 2018 | 2019 | 2020 | 2021 | 2022 | 2023 | 2024 | 2025 | 2026 | 2027 | 2028 | 2029 | 2030 | 2031 | 2032 | 2033 | 2034 | 2035 | 2036 | 2037 | 2038 | 2039 | 2040 | 2041 | 2042 | 2043 | 2044 | 2045 | 2046 | 2047 | 2048 | 2049 | 2050
Hydro / Wave / Tidal | 869 | 874 | 874 | 874 | 874 | 874 | 879 | 894 | 894 | 894 | 894 | 894.35 | 894.35 | 894.35 | 894.35 | 894.35 | 894.35 | 894.35 | 894.35 | 894.35 | 894.35 | 894.35 | 894.35 | 894.35 | 894.35 | 894.35 | 894.35 | 894.35 | 894.35 | 894.35 | 894.35 | 894.35 | 894.35 | 894.35 | 894.35 | 894.35 | 894.35 | 894.35 | 894.35 | 894.35 | 894.35 | 894.35 | 894.35 | 894.35 | 894.35 | 894.35
Wind | 251 | 386 | 525 | 525 | 591 | 723 | 865 | 1088 | 1088 | 1434 | 1463 | 1466.76 | 1466.76 | 1466.76 | 1466.76 | 1466.76 | 1466.76 | 2786.76 | 2786.76 | 2786.76 | 2786.76 | 2786.76 | 2956.76 | 3056.76 | 3156.76 | 3556.76 | 3856.76 | 4256.76 | 4356.76 | 4456.76 | 4456.76 | 4556.76 | 4556.76 | 4656.76 | 4656.76 | 4756.76 | 4756.76 | 4956.76 | 4956.76 | 5156.76 | 5156.76 | 5356.76 | 5356.76 | 5556.76 | 5556.76 | 5556.76
Biomass / Geothermal | 271 | 313.1 | 313.1 | 313.1 | 323.2 | 340.2 | 358.7 | 413.8 | 416.65 | 438.3 | 428 | 281.61 | 281.61 | 272.61 | 272.61 | 281.61 | 281.61 | 301.61 | 351.61 | 342.61 | 351.61 | 351.61 | 342.61 | 392.61 | 392.61 | 401.61 | 392.61 | 392.61 | 451.61 | 451.61 | 442.61 | 442.61 | 451.61 | 451.61 | 451.61 | 442.61 | 442.61 | 442.61 | 451.61 | 442.61 | 442.61 | 442.61 | 442.61 | 442.61 | 451.61 | 451.61
Solar | 0 | 0 | 0 | 0 | 0 | 0 | 0 | 2.18 | 4.47 | 4.47 | 4.47 | 4.47 | 21.47 | 36.47 | 36.47 | 36.47 | 236.47 | 636.47 | 636.47 | 636.47 | 636.47 | 736.47 | 836.47 | 836.47 | 936.47 | 1036.47 | 1136.47 | 1236.47 | 1336.47 | 1436.47 | 1736.47 | 1836.47 | 1936.47 | 1936.47 | 1936.47 | 2136.47 | 2136.47 | 2136.47 | 2136.47 | 2136.47 | 2336.47 | 2336.47 | 2336.47 | 2336.47 | 2336.47 | 2336.47
Uranium | 0 | 0 | 0 | 0 | 0 | 0 | 0 | 0 | 0 | 0 | 0 | 0 | 0 | 0 | 0 | 0 | 0 | 0 | 0 | 0 | 0 | 0 | 0 | 0 | 0 | 0 | 0 | 0 | 0 | 0 | 0 | 0 | 0 | 0 | 0 | 0 | 0 | 0 | 0 | 0 | 0 | 0 | 0 | 0 | 0 | 0
Coal & Coke | 5696 | 5720 | 5774 | 5774 | 5827 | 5591 | 5488 | 5546 | 5679.3 | 6114 | 6142.8 | 6142.8 | 6142.8 | 5554.8 | 5554.8 | 5399.8 | 4385.8 | 3194.8 | 0 | 0 | 0 | 0 | 0 | 0 | 0 | 0 | 0 | 0 | 0 | 0 | 0 | 0 | 0 | 0 | 0 | 0 | 0 | 0 | 0 | 0 | 0 | 0 | 0 | 0 | 0 | 0
Natural Gas | 4904 | 4452.69 | 4558.44 | 4956.44 | 5247.44 | 5326.44 | 5385 | 5791.44 | 5945 | 6241.44 | 7177.96 | 7510.15 | 7741.15 | 8100.15 | 8100.15 | 8912.15 | 10289.15 | 11080.15 | 15024.25 | 15763.25 | 15764.43 | 15814.62 | 15960.83 | 16615.95 | 16896.02 | 16992.08 | 17221.14 | 17450.2 | 16660.26 | 18209.33 | 18618.39 | 18698.45 | 17813.5 | 17893.56 | 17213.61 | 17222.66 | 17222.71 | 17222.75 | 17213.8 | 17222.85 | 17222.9 | 17222.95 | 17223 | 17223.05 | 17214.1 | 17214.17
Oil | 7.15 | 7.15 | 7.15 | 7.15 | 7.15 | 7.15 | 7.15 | 7.15 | 7.15 | 7.15 | 7.15 | 7.15 | 7.15 | 7.15 | 7.15 | 7.15 | 7.15 | 7.15 | 7.15 | 7.15 | 7.15 | 7.15 | 7.15 | 7.15 | 7.15 | 7.15 | 7.15 | 7.15 | 7.15 | 7.15 | 7.15 | 7.15 | 7.15 | 7.15 | 7.15 | 7.15 | 7.15 | 7.15 | 7.15 | 7.15 | 7.15 | 7.15 | 7.15 | 7.15 | 7.15 | 7.15
British Columbia
_ | 2005 | 2006 | 2007 | 2008 | 2009 | 2010 | 2011 | 2012 | 2013 | 2014 | 2015 | 2016 | 2017 | 2018 | 2019 | 2020 | 2021 | 2022 | 2023 | 2024 | 2025 | 2026 | 2027 | 2028 | 2029 | 2030 | 2031 | 2032 | 2033 | 2034 | 2035 | 2036 | 2037 | 2038 | 2039 | 2040 | 2041 | 2042 | 2043 | 2044 | 2045 | 2046 | 2047 | 2048 | 2049 | 2050
Hydro / Wave / Tidal | 12847 | 12614 | 12661 | 12733 | 12858 | 13202 | 13673 | 13673 | 13687 | 14207 | 15029 | 15708.87 | 15905.47 | 15955.47 | 15955.47 | 15955.47 | 15955.47 | 15955.47 | 15955.47 | 15955.47 | 17055.47 | 17060.47 | 17075.47 | 17090.47 | 17105.47 | 17120.47 | 17135.47 | 17150.47 | 17165.47 | 17180.47 | 17195.47 | 17210.47 | 17225.47 | 17240.47 | 17255.47 | 17270.47 | 17285.47 | 17300.47 | 17406.91 | 17504.21 | 17519.21 | 17534.21 | 17549.21 | 17564.21 | 17579.21 | 17594.21
Wind | 0 | 0 | 0 | 0 | 102 | 102 | 246 | 246 | 388 | 488 | 488 | 488.25 | 702.25 | 702.25 | 702.25 | 702.25 | 702.25 | 702.25 | 702.25 | 752.25 | 802.25 | 802.25 | 802.25 | 852.25 | 852.25 | 902.25 | 952.25 | 1002.25 | 1052.25 | 1102.25 | 1152.25 | 1202.25 | 1252.25 | 1302.25 | 1352.25 | 1402.25 | 1452.25 | 1502.25 | 1552.25 | 1602.25 | 1652.25 | 1702.25 | 1752.25 | 1802.25 | 1852.25 | 1902.25
Biomass / Geothermal | 742.5 | 742.5 | 742.5 | 742.5 | 742.5 | 790.5 | 791.5 | 791.5 | 817.5 | 817.5 | 817.5 | 887.79 | 927.79 | 927.79 | 927.79 | 927.79 | 927.79 | 927.79 | 927.79 | 927.79 | 927.79 | 927.79 | 927.79 | 927.79 | 927.79 | 927.79 | 927.79 | 927.79 | 927.79 | 927.79 | 927.79 | 927.79 | 927.79 | 927.79 | 927.79 | 927.79 | 927.79 | 927.79 | 927.79 | 927.79 | 927.79 | 927.79 | 927.79 | 927.79 | 927.79 | 927.79
Solar | 0 | 0 | 0 | 0 | 0 | 0 | 0 | 0 | 2.28 | 2.28 | 3.28 | 3.28 | 3.28 | 3.28 | 23.28 | 23.28 | 23.28 | 23.28 | 63.28 | 63.28 | 63.28 | 103.28 | 103.28 | 103.28 | 143.28 | 143.28 | 143.28 | 143.28 | 183.28 | 183.28 | 352.18 | 482.64 | 654.58 | 787.77 | 962 | 1098.14 | 1235.98 | 1374.03 | 1512.48 | 1651.52 | 1792.23 | 1934.5 | 2077.01 | 2219.95 | 2363.55 | 2509.44
Uranium | 0 | 0 | 0 | 0 | 0 | 0 | 0 | 0 | 0 | 0 | 0 | 0 | 0 | 0 | 0 | 0 | 0 | 0 | 0 | 0 | 0 | 0 | 0 | 0 | 0 | 0 | 0 | 0 | 0 | 0 | 0 | 0 | 0 | 0 | 0 | 0 | 0 | 0 | 0 | 0 | 0 | 0 | 0 | 0 | 0 | 0
Coal & Coke | 0 | 0 | 0 | 0 | 0 | 0 | 0 | 0 | 0 | 0 | 0 | 0 | 0 | 0 | 0 | 0 | 0 | 0 | 0 | 0 | 0 | 0 | 0 | 0 | 0 | 0 | 0 | 0 | 0 | 0 | 0 | 0 | 0 | 0 | 0 | 0 | 0 | 0 | 0 | 0 | 0 | 0 | 0 | 0 | 0 | 0
Natural Gas | 1375.52 | 1474.52 | 1474.52 | 1474.52 | 1474.52 | 1474.52 | 1526.53 | 1474.52 | 1523.52 | 1523.52 | 1523.52 | 520.33 | 520.33 | 520.33 | 520.33 | 520.33 | 520.33 | 520.33 | 520.33 | 520.33 | 620.33 | 620.33 | 620.33 | 620.33 | 620.33 | 620.33 | 630.33 | 630.33 | 630.33 | 630.33 | 630.33 | 630.33 | 630.33 | 630.33 | 630.33 | 630.33 | 630.33 | 630.33 | 630.33 | 630.33 | 630.33 | 630.33 | 630.33 | 630.33 | 630.33 | 630.33
Oil | 82.46 | 82.46 | 82.46 | 82.46 | 82.46 | 82.46 | 49.43 | 82.46 | 82.46 | 82.46 | 82.46 | 82.46 | 122.46 | 122.46 | 122.46 | 122.46 | 122.46 | 122.46 | 122.46 | 122.46 | 122.46 | 122.46 | 122.46 | 122.46 | 122.46 | 122.46 | 122.46 | 122.46 | 122.46 | 122.46 | 122.46 | 122.46 | 122.46 | 122.46 | 122.46 | 122.46 | 122.46 | 122.46 | 122.46 | 122.46 | 122.46 | 122.46 | 122.46 | 122.46 | 122.46 | 122.46
Saskatchewan
_ | 2005 | 2006 | 2007 | 2008 | 2009 | 2010 | 2011 | 2012 | 2013 | 2014 | 2015 | 2016 | 2017 | 2018 | 2019 | 2020 | 2021 | 2022 | 2023 | 2024 | 2025 | 2026 | 2027 | 2028 | 2029 | 2030 | 2031 | 2032 | 2033 | 2034 | 2035 | 2036 | 2037 | 2038 | 2039 | 2040 | 2041 | 2042 | 2043 | 2044 | 2045 | 2046 | 2047 | 2048 | 2049 | 2050
Hydro / Wave / Tidal | 863.81 | 863.81 | 863.81 | 863.81 | 863.81 | 863.81 | 863.81 | 863.81 | 863.81 | 863.81 | 889.06 | 889.06 | 889.06 | 889.06 | 889.06 | 889.06 | 889.06 | 889.06 | 889.06 | 898.16 | 923.16 | 923.16 | 923.16 | 923.16 | 923.16 | 923.16 | 923.16 | 948.16 | 956.35 | 963.72 | 970.35 | 970.35 | 970.35 | 976.33 | 976.33 | 976.33 | 976.33 | 981.7 | 981.7 | 981.7 | 981.7 | 981.7 | 981.7 | 981.7 | 981.7 | 981.7
Wind | 15.86 | 171.18 | 171.18 | 171.18 | 171.18 | 171.18 | 196.68 | 196.68 | 196.68 | 196.68 | 221.18 | 221.18 | 221.18 | 221.18 | 221.18 | 221.18 | 221.18 | 221.18 | 244.38 | 344.38 | 712.38 | 712.38 | 738.64 | 888.64 | 888.64 | 916.74 | 945.17 | 1073.79 | 1102.61 | 1331.58 | 1360.7 | 1389.92 | 1419.23 | 1648.62 | 1678.06 | 1807.51 | 1836.9 | 1966.33 | 1995.78 | 2175.32 | 2204.93 | 2384.64 | 2414.44 | 2594.37 | 2624.4 | 2655.08
Biomass / Geothermal | 0 | 0 | 0 | 0 | 0 | 0 | 0 | 0 | 0 | 2 | 2 | 36 | 36 | 36 | 36 | 36 | 36 | 36 | 46 | 46 | 46 | 46 | 46 | 46 | 46 | 46 | 46 | 46 | 46 | 46 | 46 | 46 | 46 | 46 | 46 | 46 | 46 | 47.39 | 47.39 | 47.39 | 47.39 | 47.39 | 47.39 | 47.39 | 47.39 | 47.39
Solar | 0 | 0 | 0 | 0 | 0 | 0 | 0 | 0 | 0 | 4 | 4 | 1.72 | 1.72 | 1.72 | 1.72 | 21.72 | 41.72 | 84.92 | 84.92 | 84.92 | 84.92 | 84.92 | 84.92 | 84.92 | 84.92 | 84.92 | 113.55 | 142.36 | 171.33 | 200.45 | 229.68 | 258.98 | 288.37 | 317.81 | 347.26 | 376.66 | 406.09 | 435.54 | 465.07 | 494.68 | 524.39 | 554.2 | 584.12 | 614.16 | 644.31 | 674.98
Uranium | 0 | 0 | 0 | 0 | 0 | 0 | 0 | 0 | 0 | 0 | 0 | 0 | 0 | 0 | 0 | 0 | 0 | 0 | 0 | 0 | 0 | 0 | 0 | 0 | 0 | 0 | 0 | 0 | 0 | 0 | 0 | 0 | 0 | 0 | 0 | 0 | 0 | 0 | 0 | 0 | 0 | 0 | 0 | 0 | 0 | 0
Coal & Coke | 1799 | 1799 | 1822 | 1822 | 1826 | 1826 | 1826 | 1702 | 1636 | 1535 | 1535 | 1535 | 1535 | 1535 | 1535 | 1535 | 1396 | 1257 | 1257 | 1257 | 1257 | 966 | 966 | 391 | 391 | 391 | 391 | 391 | 391 | 391 | 391 | 391 | 115 | 115 | 115 | 115 | 115 | 115 | 115 | 115 | 115 | 115 | 115 | 115 | 115 | 115
Natural Gas | 1053.45 | 1053.45 | 1053.45 | 1053.45 | 1146.45 | 1393.95 | 1393.95 | 1393.95 | 1328 | 1480 | 1709.95 | 1859.96 | 1859.96 | 1859.96 | 1859.96 | 2209.96 | 2209.96 | 2209.96 | 2209.96 | 2469.96 | 2470 | 2470.06 | 2470.09 | 2470.1 | 2470.1 | 2470.11 | 2470.12 | 2470.14 | 2470.16 | 2470.18 | 2470.2 | 2470.21 | 2470.23 | 2470.25 | 2470.26 | 2470.28 | 2470.29 | 2470.31 | 2470.32 | 2470.34 | 2470.35 | 2470.37 | 2470.38 | 2470.4 | 2470.41 | 2470.42
Oil | 1.17 | 1.17 | 1.17 | 1.17 | 1.17 | 1.17 | 1.17 | 1.17 | 1.17 | 16.96 | 16.96 | 16.96 | 16.96 | 16.96 | 16.96 | 16.96 | 16.96 | 16.96 | 16.96 | 16.96 | 16.96 | 16.96 | 16.96 | 16.96 | 16.96 | 16.96 | 16.96 | 16.96 | 16.96 | 16.96 | 16.96 | 16.96 | 16.96 | 16.96 | 16.96 | 16.96 | 16.96 | 16.96 | 16.96 | 16.96 | 16.96 | 16.96 | 16.96 | 16.96 | 16.96 | 16.96
Yukon
_ | 2005 | 2006 | 2007 | 2008 | 2009 | 2010 | 2011 | 2012 | 2013 | 2014 | 2015 | 2016 | 2017 | 2018 | 2019 | 2020 | 2021 | 2022 | 2023 | 2024 | 2025 | 2026 | 2027 | 2028 | 2029 | 2030 | 2031 | 2032 | 2033 | 2034 | 2035 | 2036 | 2037 | 2038 | 2039 | 2040 | 2041 | 2042 | 2043 | 2044 | 2045 | 2046 | 2047 | 2048 | 2049 | 2050
Hydro / Wave / Tidal | 77.9 | 77.9 | 77.9 | 77.9 | 77.9 | 77.9 | 87.9 | 95.2 | 94.5 | 94.5 | 94.5 | 94.5 | 94.5 | 94.5 | 94.5 | 94.5 | 94.5 | 99.5 | 99.5 | 99.5 | 109.5 | 109.5 | 124.5 | 149.5 | 154.5 | 154.5 | 154.5 | 154.5 | 154.5 | 154.5 | 154.5 | 154.5 | 154.5 | 154.5 | 154.5 | 154.5 | 154.5 | 154.5 | 154.5 | 154.5 | 154.5 | 154.5 | 154.5 | 154.5 | 154.5 | 154.5
Wind | 0.81 | 0.81 | 0.81 | 0.81 | 0.81 | 0.81 | 0.81 | 0.81 | 0.81 | 0.81 | 0.81 | 0.81 | 0.81 | 0.81 | 0.81 | 0.81 | 0.81 | 0.81 | 1.52 | 2.32 | 8.12 | 9 | 10.01 | 10.92 | 11.81 | 12.72 | 13.65 | 13.65 | 13.65 | 13.65 | 13.65 | 13.65 | 13.65 | 13.65 | 13.65 | 13.65 | 13.65 | 13.65 | 13.65 | 13.65 | 13.65 | 13.65 | 13.65 | 13.65 | 13.65 | 13.65
Biomass / Geothermal | 0 | 0 | 0 | 0 | 0 | 0 | 0 | 0 | 0 | 0 | 0 | 0 | 0 | 0 | 0.5 | 0.5 | 0.5 | 0.5 | 0.5 | 0.5 | 0.5 | 0.5 | 0.5 | 0.5 | 0.5 | 0.5 | 0.5 | 0.5 | 0.5 | 0.5 | 0.5 | 0.5 | 0.5 | 0.5 | 0.5 | 0.5 | 0.5 | 0.5 | 0.5 | 0.5 | 0.5 | 0.5 | 0.5 | 0.5 | 0.5 | 0.5
Solar | 0 | 0 | 0 | 0 | 0 | 0 | 0 | 0 | 0.04 | 0.04 | 0.04 | 0.04 | 0.04 | 0.04 | 0.04 | 0.04 | 0.04 | 0.75 | 0.75 | 1.55 | 2.43 | 3.44 | 4.35 | 5.33 | 6.24 | 7.17 | 7.17 | 7.17 | 7.17 | 7.17 | 7.17 | 7.17 | 7.17 | 7.17 | 7.17 | 7.17 | 7.17 | 7.17 | 7.17 | 7.17 | 7.17 | 7.17 | 7.17 | 7.17 | 7.17 | 7.17
Uranium | 0 | 0 | 0 | 0 | 0 | 0 | 0 | 0 | 0 | 0 | 0 | 0 | 0 | 0 | 0 | 0 | 0 | 0 | 0 | 0 | 0 | 0 | 0 | 0 | 0 | 0 | 0 | 0 | 0 | 0 | 0 | 0 | 0 | 0 | 0 | 0 | 0 | 0 | 0 | 0 | 0 | 0 | 0 | 0 | 0 | 0
Coal & Coke | 0 | 0 | 0 | 0 | 0 | 0 | 0 | 0 | 0 | 0 | 0 | 0 | 0 | 0 | 0 | 0 | 0 | 0 | 0 | 0 | 0 | 0 | 0 | 0 | 0 | 0 | 0 | 0 | 0 | 0 | 0 | 0 | 0 | 0 | 0 | 0 | 0 | 0 | 0 | 0 | 0 | 0 | 0 | 0 | 0 | 0
Natural Gas | 0 | 0 | 0 | 0 | 0 | 0 | 0 | 0 | 0 | 0 | 4.4 | 4.4 | 4.4 | 4.4 | 15.4 | 19.8 | 19.8 | 19.8 | 19.8 | 19.8 | 19.8 | 19.8 | 19.8 | 19.8 | 19.8 | 19.8 | 19.8 | 19.8 | 19.8 | 19.8 | 19.8 | 19.8 | 19.8 | 19.8 | 19.8 | 19.8 | 19.8 | 19.8 | 19.8 | 19.8 | 19.8 | 19.8 | 19.8 | 19.8 | 19.8 | 19.8
Oil | 33.34 | 33.34 | 33.34 | 33.34 | 33.34 | 33.57 | 33.57 | 33.57 | 33.57 | 33.57 | 24.57 | 24.57 | 24.57 | 24.57 | 24.57 | 24.57 | 24.57 | 24.57 | 24.57 | 24.57 | 21.57 | 18.57 | 18.57 | 18.57 | 18.57 | 18.57 | 23.57 | 23.57 | 23.57 | 23.57 | 23.57 | 23.57 | 23.57 | 23.57 | 23.57 | 23.57 | 23.57 | 23.57 | 23.57 | 23.57 | 23.57 | 23.57 | 23.57 | 23.57 | 23.57 | 23.57
Northwest Territories
_ | 2005 | 2006 | 2007 | 2008 | 2009 | 2010 | 2011 | 2012 | 2013 | 2014 | 2015 | 2016 | 2017 | 2018 | 2019 | 2020 | 2021 | 2022 | 2023 | 2024 | 2025 | 2026 | 2027 | 2028 | 2029 | 2030 | 2031 | 2032 | 2033 | 2034 | 2035 | 2036 | 2037 | 2038 | 2039 | 2040 | 2041 | 2042 | 2043 | 2044 | 2045 | 2046 | 2047 | 2048 | 2049 | 2050
Hydro / Wave / Tidal | 55.48 | 55.48 | 55.48 | 55.48 | 55.48 | 55.48 | 55.48 | 55.48 | 55.48 | 55.48 | 55.48 | 55.48 | 55.48 | 55.48 | 55.48 | 55.48 | 55.48 | 55.48 | 55.48 | 115.48 | 115.48 | 115.48 | 115.48 | 115.48 | 115.48 | 115.48 | 115.48 | 115.48 | 115.48 | 115.48 | 115.48 | 115.48 | 115.48 | 115.48 | 115.48 | 115.48 | 115.48 | 115.48 | 115.48 | 115.48 | 115.48 | 115.48 | 115.48 | 115.48 | 115.48 | 115.48
Wind | 0 | 0 | 0 | 0 | 0 | 0 | 0 | 9.2 | 9.2 | 9.2 | 9.2 | 9.2 | 9.2 | 9.2 | 9.2 | 9.2 | 9.2 | 13.2 | 4 | 4.92 | 5.83 | 6.73 | 7.67 | 7.67 | 7.67 | 7.67 | 7.67 | 7.67 | 7.67 | 7.67 | 7.67 | 7.67 | 7.67 | 7.67 | 7.67 | 7.67 | 7.67 | 7.67 | 7.67 | 7.67 | 7.67 | 7.67 | 7.67 | 7.67 | 7.67 | 7.67
Biomass / Geothermal | 0 | 0 | 0 | 0 | 0 | 0 | 0 | 0 | 0 | 0 | 0 | 0 | 0 | 0 | 0 | 0 | 0 | 0 | 0 | 0 | 0 | 0 | 0 | 0 | 0 | 0 | 0 | 0 | 0 | 0 | 0 | 0 | 0 | 0 | 0 | 0 | 0 | 0 | 0 | 0 | 0 | 0 | 0 | 0 | 0 | 0
Solar | 0 | 0 | 0 | 0 | 0 | 0 | 0 | 0 | 0.27 | 0.42 | 0.82 | 1.22 | 1.62 | 2.02 | 2.02 | 2.02 | 2.02 | 2.02 | 2.94 | 3.85 | 4.75 | 5.69 | 5.69 | 5.69 | 5.69 | 5.69 | 5.69 | 5.69 | 5.69 | 5.69 | 5.69 | 5.69 | 5.69 | 5.69 | 5.69 | 5.69 | 5.69 | 5.69 | 5.69 | 5.69 | 5.69 | 5.69 | 5.69 | 5.69 | 5.69 | 5.69
Uranium | 0 | 0 | 0 | 0 | 0 | 0 | 0 | 0 | 0 | 0 | 0 | 0 | 0 | 0 | 0 | 0 | 0 | 0 | 0 | 0 | 0 | 0 | 0 | 0 | 0 | 0 | 0 | 0 | 0 | 0 | 0 | 0 | 0 | 0 | 0 | 0 | 0 | 0 | 0 | 0 | 0 | 0 | 0 | 0 | 0 | 0
Coal & Coke | 0 | 0 | 0 | 0 | 0 | 0 | 0 | 0 | 0 | 0 | 0 | 0 | 0 | 0 | 0 | 0 | 0 | 0 | 0 | 0 | 0 | 0 | 0 | 0 | 0 | 0 | 0 | 0 | 0 | 0 | 0 | 0 | 0 | 0 | 0 | 0 | 0 | 0 | 0 | 0 | 0 | 0 | 0 | 0 | 0 | 0
Natural Gas | 27.3 | 27.3 | 19.5 | 27.2 | 27.2 | 27.2 | 27.2 | 27.2 | 27.2 | 27.2 | 27.2 | 27.2 | 27.2 | 27.2 | 27.2 | 27.2 | 27.2 | 27.2 | 27.2 | 32.2 | 37.2 | 37.2 | 37.2 | 37.2 | 37.2 | 37.2 | 37.2 | 37.2 | 37.2 | 37.2 | 37.2 | 37.2 | 37.2 | 37.2 | 37.2 | 37.2 | 37.2 | 37.2 | 37.2 | 37.2 | 37.2 | 37.2 | 37.2 | 37.2 | 37.2 | 37.2
Oil | 121.7 | 82.7 | 87.7 | 84 | 100 | 100 | 100 | 100 | 104 | 78 | 94 | 94.06 | 104.06 | 114.06 | 124.06 | 124.06 | 124.06 | 124.06 | 124.06 | 124.06 | 124.06 | 124.06 | 124.06 | 124.06 | 124.06 | 129.06 | 129.06 | 129.06 | 129.06 | 129.06 | 129.06 | 129.06 | 129.06 | 129.06 | 129.06 | 129.06 | 129.06 | 129.06 | 129.06 | 129.06 | 129.06 | 129.06 | 129.06 | 129.06 | 129.06 | 129.06
Nunavut
_ | 2005 | 2006 | 2007 | 2008 | 2009 | 2010 | 2011 | 2012 | 2013 | 2014 | 2015 | 2016 | 2017 | 2018 | 2019 | 2020 | 2021 | 2022 | 2023 | 2024 | 2025 | 2026 | 2027 | 2028 | 2029 | 2030 | 2031 | 2032 | 2033 | 2034 | 2035 | 2036 | 2037 | 2038 | 2039 | 2040 | 2041 | 2042 | 2043 | 2044 | 2045 | 2046 | 2047 | 2048 | 2049 | 2050
Hydro / Wave / Tidal | 0 | 0 | 0 | 0 | 0 | 0 | 0 | 0 | 0 | 0 | 0 | 0 | 0 | 0 | 0 | 0 | 0 | 0 | 0 | 0 | 0 | 0 | 0 | 0 | 0 | 0 | 0 | 0 | 0 | 0 | 0 | 0 | 0 | 0 | 0 | 0 | 0 | 0 | 0 | 0 | 0 | 0 | 0 | 0 | 0 | 0
Wind | 0 | 0 | 0 | 0 | 0 | 0 | 0 | 0 | 0 | 0 | 0 | 0 | 0 | 0 | 0 | 0 | 0 | 0 | 0.25 | 0.51 | 0.78 | 1.03 | 1.29 | 1.55 | 1.81 | 2.07 | 2.33 | 2.59 | 2.86 | 3.12 | 3.39 | 3.66 | 3.93 | 4.2 | 4.47 | 4.74 | 5.02 | 5.3 | 5.58 | 5.86 | 6.14 | 6.43 | 6.72 | 7.01 | 7.3 | 7.61
Biomass / Geothermal | 0 | 0 | 0 | 0 | 0 | 0 | 0 | 0 | 0 | 0 | 0 | 0 | 0 | 0 | 0 | 0 | 0 | 0 | 0 | 0 | 0 | 0 | 0 | 0 | 0 | 0 | 0 | 0 | 0 | 0 | 0 | 0 | 0 | 0 | 0 | 0 | 0 | 0 | 0 | 0 | 0 | 0 | 0 | 0 | 0 | 0
Solar | 0 | 0 | 0 | 0 | 0 | 0 | 0 | 0 | 0.03 | 0.03 | 0.03 | 0.03 | 0.03 | 0.03 | 0.03 | 0.03 | 0.03 | 0.29 | 0.55 | 0.81 | 1.07 | 1.32 | 1.58 | 1.84 | 2.1 | 2.36 | 2.63 | 2.89 | 3.16 | 3.42 | 3.69 | 3.96 | 4.23 | 4.5 | 4.78 | 5.05 | 5.33 | 5.61 | 5.89 | 6.17 | 6.46 | 6.75 | 7.04 | 7.34 | 7.63 | 7.94
Uranium | 0 | 0 | 0 | 0 | 0 | 0 | 0 | 0 | 0 | 0 | 0 | 0 | 0 | 0 | 0 | 0 | 0 | 0 | 0 | 0 | 0 | 0 | 0 | 0 | 0 | 0 | 0 | 0 | 0 | 0 | 0 | 0 | 0 | 0 | 0 | 0 | 0 | 0 | 0 | 0 | 0 | 0 | 0 | 0 | 0 | 0
Coal & Coke | 0 | 0 | 0 | 0 | 0 | 0 | 0 | 0 | 0 | 0 | 0 | 0 | 0 | 0 | 0 | 0 | 0 | 0 | 0 | 0 | 0 | 0 | 0 | 0 | 0 | 0 | 0 | 0 | 0 | 0 | 0 | 0 | 0 | 0 | 0 | 0 | 0 | 0 | 0 | 0 | 0 | 0 | 0 | 0 | 0 | 0
Natural Gas | 0 | 0 | 0 | 0 | 0 | 0 | 0 | 0 | 0 | 0 | 0 | 0 | 0 | 0 | 0 | 0 | 0 | 0 | 0 | 0 | 0 | 0 | 0 | 0 | 0 | 0 | 0 | 0 | 0 | 0 | 0 | 0 | 0 | 0 | 0 | 0 | 0 | 0 | 0 | 0 | 0 | 0 | 0 | 0 | 0 | 0
Oil | 54.28 | 54.28 | 54.28 | 54.28 | 54.28 | 54.28 | 54.28 | 54.28 | 54.28 | 54.28 | 54.28 | 54.28 | 54.28 | 54.28 | 54.28 | 54.28 | 54.28 | 54.28 | 54.28 | 58.28 | 58.28 | 58.28 | 58.28 | 62.28 | 62.28 | 62.28 | 62.28 | 66.28 | 66.28 | 66.28 | 66.28 | 70.28 | 70.28 | 70.28 | 70.28 | 70.28 | 70.28 | 70.28 | 70.28 | 70.28 | 70.28 | 70.28 | 70.28 | 70.28 | 70.28 | 70.28

## Data from elec-BECF
Preexisting power plant capacity factors
From variable elec/BECF
| 2019 | 2016
hard coal | 0.64 | 0.582
natural gas nonpeaker | 0.1356 | 0.383
nuclear | 0.796 | 0.738
hydro | 0.539 | 0.556
onshore wind | 0.286 | 0.199
solar PV | 0.087 | 0.167
solar thermal | 0 | 0.167
biomass | 0.413 | 0.533
geothermal | 0 | 0.533
petroleum | 0.143 | 0.321
natural gas peaker | 0.2034 | 0.27053
coal to gas | 0 | 0.27053
offshore wind | 0 | 0.199
crude oil | 0
heavy or residual fuel oil | 0
municipal solid waste | 0
Assumptions in place for BAU Distributed Electricity Quantities (see CAN Dist Quant tab):
Highlighted cells indicate values from previous model that are inconsistent with assumptions and not repeated in 2019 model
Solar all assumed to be PV for electricity production
Geothermal assumed negligible in Canada
coal to gas / lignite not reported by CER
offshore wind is not part of Canada's mix

## CAN Distributed Quantities
Distributed Energy Threshold
We assume that projects with size below the following threshold are
distributed energy projects.
1 | MW
CIEEDAC code | Meaning | EPS subscript | Capacity
hard coal
ng_used | Natural Gas | natural gas nonpeaker | 4.782
pg_used | Process Gas (includes off-gas) | natural gas nonpeaker | 1.7
nuclear
hydro_used | Hydroelectricity | hydro | 30.439
wind_used | Wind | onshore wind | 20.69
solpv_used | Solar PV | solar PV | 513.3387
solth_used | Solar Thermal | solar thermal | 0
biod_used | Biodiesel | biomass | 0
biog_used | Biogas | biomass | 12.287
biom_used | Solid Biomass (wood waste, hog fuel, pellets, etc) | biomass | 0.95
geo_used | Geothermal | geothermal | 0
lfo_used | Light Fuel Oil / Diesel / Middle Distillates | petroleum | 0.35
spl_used | Spent Pulping Liquor |  | 0
hr_used | Heat Recovery (industrial, sewage, etc) |  | 0
cw_used | Cooling Water |  | 0
steam_used | Purchased Steam |  | 0
elec_used | Purchased Electricity |  | 0
|  | natural gas peaker | 0
lignite
|  | offshore wind | 0
crude oil
hfo_used | Heavy Fuel Oil | heavy or residual fuel oil | 0
waste_used | Fuel type used | municipal solid waste | 0
Assume NG is non-peaker since mostly in CHP systems
Assign process gas to NG
Assign biodiesel and biogas to biomass
Assign all wind to onshore (https://www.nationalobserver.com/2020/10/23/news/wind-turbine-database-canada)
Assign light fuel to petroleum
Our database appears to only contain projects related to commercial buildings, not
individual residences, so we assign all of the capacity to commercial buildings.
Next, we scale by the growth of utility-scale capacity of the same type:
Capacity (MW)
EPS subscript | 2020 | 2021 | 2022 | 2023 | 2024 | 2025 | 2026 | 2027 | 2028 | 2029 | 2030 | 2031 | 2032 | 2033 | 2034 | 2035 | 2036 | 2037 | 2038 | 2039 | 2040 | 2041 | 2042 | 2043 | 2044 | 2045 | 2046 | 2047 | 2048 | 2049 | 2050
hard coal | 0
natural gas nonpeaker | 6.482 | 6.843 | 7.0503 | 8.0842 | 8.3473 | 8.3804 | 8.3936 | 8.4162 | 8.6037 | 8.6771 | 8.7023 | 8.7649 | 8.8515 | 8.6444 | 9.0505 | 9.1708 | 9.1918 | 8.9598 | 8.9808 | 8.8157 | 8.8181 | 8.7421 | 8.7421 | 8.7397 | 8.7421 | 8.7421 | 8.7421 | 8.7422 | 8.7422 | 8.7398 | 8.7399
nuclear | 0
hydro | 30.439 | 30.7846 | 31.1605 | 31.1605 | 31.2225 | 31.6763 | 31.7079 | 31.7428 | 31.7829 | 31.8131 | 31.8359 | 31.8571 | 31.872 | 31.8947 | 31.9296 | 31.9569 | 32.0465 | 32.0677 | 32.0873 | 32.1035 | 32.1299 | 32.1356 | 32.1492 | 32.1944 | 32.2418 | 32.2535 | 32.2774 | 32.3426 | 32.4019 | 32.4539 | 32.4898
onshore wind | 20.69 | 20.9805 | 23.0584 | 23.2708 | 23.9801 | 24.8644 | 25.1098 | 25.733 | 26.4385 | 26.9167 | 28.02 | 28.9294 | 30.1446 | 30.7953 | 31.707 | 32.1611 | 32.7858 | 33.2568 | 34.1871 | 34.6585 | 35.439 | 35.8972 | 36.8306 | 37.3057 | 38.3399 | 38.8391 | 39.8742 | 40.374 | 41.4091 | 41.9093 | 42.4113
solar PV | 513.3387 | 554.2591 | 639.4795 | 648.9991 | 652.0346 | 660.6763 | 691.679 | 715.0632 | 718.0095 | 768.3806 | 811.3302 | 859.4396 | 907.5954 | 963.2341 | 1015.0207 | 1133.7921 | 1210.1031 | 1294.1052 | 1352.2921 | 1418.1088 | 1510.3898 | 1569.5998 | 1628.8711 | 1688.2521 | 1747.7541 | 1844.7075 | 1901.0623 | 1957.4915 | 2014.023 | 2070.7145 | 2131.7081
solar thermal | 0
biomass | 13.237 | 13.3488 | 13.465 | 13.8134 | 13.8213 | 13.9327 | 13.9896 | 13.9945 | 14.3418 | 14.3987 | 14.5079 | 14.5126 | 14.5126 | 14.9142 | 14.9736 | 14.9811 | 15.0404 | 15.1512 | 15.2089 | 15.2663 | 15.2779 | 15.3372 | 15.4045 | 15.5161 | 15.5233 | 15.5827 | 15.6526 | 15.7239 | 15.7959 | 15.9201 | 15.9926
geothermal | 0
petroleum | 0.35 | 0.35 | 0.30268 | 0.30268 | 0.30307 | 0.30278 | 0.29972 | 0.29972 | 0.30011 | 0.30011 | 0.30059 | 0.30107 | 0.30146 | 0.30146 | 0.30146 | 0.29498 | 0.29537 | 0.29537 | 0.29537 | 0.29537 | 0.29537 | 0.19398 | 0.19398 | 0.19398 | 0.19398 | 0.19398 | 0.19398 | 0.19398 | 0.19398 | 0.19398 | 0.19398
natural gas peaker | 0 | 0 | 0 | 0 | 0 | 0 | 0 | 0 | 0 | 0 | 0 | 0 | 0 | 0 | 0 | 0 | 0 | 0 | 0 | 0 | 0 | 0 | 0 | 0 | 0 | 0 | 0 | 0 | 0 | 0 | 0
lignite | 0
offshore wind | 0
crude oil | 0
heavy or residual fuel oil | 0
municipal solid waste | 0
Next, we convert to estimated generation using capacity factors:
Generation (MWh)
EPS subscript | 2020 | 2021 | 2022 | 2023 | 2024 | 2025 | 2026 | 2027 | 2028 | 2029 | 2030 | 2031 | 2032 | 2033 | 2034 | 2035 | 2036 | 2037 | 2038 | 2039 | 2040 | 2041 | 2042 | 2043 | 2044 | 2045 | 2046 | 2047 | 2048 | 2049 | 2050
hard coal | 0 | 0 | 0 | 0 | 0 | 0 | 0 | 0 | 0 | 0 | 0 | 0 | 0 | 0 | 0 | 0 | 0 | 0 | 0 | 0 | 0 | 0 | 0 | 0 | 0 | 0 | 0 | 0 | 0 | 0 | 0
natural gas nonpeaker | 7699.6826 | 8128.4405 | 8374.735 | 9602.8135 | 9915.43 | 9954.7375 | 9970.3901 | 9997.2428 | 10219.9166 | 10307.1223 | 10337.0389 | 10411.4783 | 10514.2557 | 10268.3006 | 10750.6423 | 10893.5834 | 10918.518 | 10642.9765 | 10667.9111 | 10471.7691 | 10474.5901 | 10384.3143 | 10384.333 | 10381.5493 | 10384.3735 | 10384.3922 | 10384.414 | 10384.4326 | 10384.4544 | 10381.6708 | 10381.6988
nuclear | 0 | 0 | 0 | 0 | 0 | 0 | 0 | 0 | 0 | 0 | 0 | 0 | 0 | 0 | 0 | 0 | 0 | 0 | 0 | 0 | 0 | 0 | 0 | 0 | 0 | 0 | 0 | 0 | 0 | 0 | 0
hydro | 143722 | 145353.77 | 147128.5849 | 147128.5849 | 147421.6148 | 149564.0724 | 149713.3334 | 149878.1352 | 150067.3428 | 150209.7871 | 150317.7948 | 150417.6612 | 150488.3006 | 150595.284 | 150759.9444 | 150889.1262 | 151311.9207 | 151412.105 | 151504.7309 | 151581.2687 | 151706.0179 | 151732.5076 | 151796.9131 | 152010.456 | 152234.0474 | 152289.4287 | 152402.1338 | 152710.1039 | 152989.9419 | 153235.6081 | 153405.2839
onshore wind | 51835.8984 | 52563.7128 | 57769.501 | 58301.8014 | 60078.7411 | 62294.1698 | 62909.0197 | 64470.4114 | 66238.081 | 67436.0635 | 70200.1494 | 72478.4382 | 75523.039 | 77153.2284 | 79437.5696 | 80575.1435 | 82140.1742 | 83320.3061 | 85651.1125 | 86831.9722 | 88787.4563 | 89935.3728 | 92273.9553 | 93464.3149 | 96055.3724 | 97305.8342 | 99899.1518 | 101151.4522 | 103744.8081 | 104997.7597 | 106255.4613
solar PV | 391225.7129 | 422411.9531 | 487360.1334 | 494615.1869 | 496928.6389 | 503514.6058 | 527142.4354 | 544963.9541 | 547209.3634 | 585598.2075 | 618331.0017 | 654996.0973 | 691696.6318 | 734099.9955 | 773567.6 | 864085.6622 | 922243.7474 | 986263.4283 | 1030608.8443 | 1080769.0765 | 1151098.3008 | 1196223.3728 | 1241395.2242 | 1286650.7114 | 1331998.3397 | 1405888.4656 | 1448837.5886 | 1491843.4138 | 1534927.2046 | 1578132.9053 | 1624617.4138
solar thermal | 0 | 0 | 0 | 0 | 0 | 0 | 0 | 0 | 0 | 0 | 0 | 0 | 0 | 0 | 0 | 0 | 0 | 0 | 0 | 0 | 0 | 0 | 0 | 0 | 0 | 0 | 0 | 0 | 0 | 0 | 0
biomass | 47889.8776 | 48294.3706 | 48714.6232 | 49975.3808 | 50003.7478 | 50406.9801 | 50612.6937 | 50630.5545 | 51886.8994 | 52092.613 | 52487.8605 | 52504.6706 | 52504.6706 | 53957.9039 | 54172.6529 | 54199.7592 | 54414.2982 | 54815.2191 | 55024.0846 | 55231.4792 | 55273.7146 | 55488.0434 | 55731.5797 | 56135.4424 | 56161.4981 | 56376.2471 | 56629.2391 | 56887.0641 | 57147.6206 | 57597.0807 | 57859.3183
geothermal | 0 | 0 | 0 | 0 | 0 | 0 | 0 | 0 | 0 | 0 | 0 | 0 | 0 | 0 | 0 | 0 | 0 | 0 | 0 | 0 | 0 | 0 | 0 | 0 | 0 | 0 | 0 | 0 | 0 | 0 | 0
petroleum | 438.438 | 438.438 | 379.1656 | 379.1656 | 379.6494 | 379.2866 | 375.452 | 375.452 | 375.9359 | 375.9359 | 376.5407 | 377.1455 | 377.6293 | 377.6293 | 377.6293 | 369.5199 | 370.0038 | 370.0038 | 370.0038 | 370.0038 | 370.0038 | 242.9915 | 242.9915 | 242.9915 | 242.9915 | 242.9915 | 242.9915 | 242.9915 | 242.9915 | 242.9915 | 242.9915
natural gas peaker | 0 | 0 | 0 | 0 | 0 | 0 | 0 | 0 | 0 | 0 | 0 | 0 | 0 | 0 | 0 | 0 | 0 | 0 | 0 | 0 | 0 | 0 | 0 | 0 | 0 | 0 | 0 | 0 | 0 | 0 | 0
lignite | 0 | 0 | 0 | 0 | 0 | 0 | 0 | 0 | 0 | 0 | 0 | 0 | 0 | 0 | 0 | 0 | 0 | 0 | 0 | 0 | 0 | 0 | 0 | 0 | 0 | 0 | 0 | 0 | 0 | 0 | 0
offshore wind | 0 | 0 | 0 | 0 | 0 | 0 | 0 | 0 | 0 | 0 | 0 | 0 | 0 | 0 | 0 | 0 | 0 | 0 | 0 | 0 | 0 | 0 | 0 | 0 | 0 | 0 | 0 | 0 | 0 | 0 | 0
crude oil | 0 | 0 | 0 | 0 | 0 | 0 | 0 | 0 | 0 | 0 | 0 | 0 | 0 | 0 | 0 | 0 | 0 | 0 | 0 | 0 | 0 | 0 | 0 | 0 | 0 | 0 | 0 | 0 | 0 | 0 | 0
heavy or residual fuel oil | 0 | 0 | 0 | 0 | 0 | 0 | 0 | 0 | 0 | 0 | 0 | 0 | 0 | 0 | 0 | 0 | 0 | 0 | 0 | 0 | 0 | 0 | 0 | 0 | 0 | 0 | 0 | 0 | 0 | 0 | 0
municipal solid waste | 0 | 0 | 0 | 0 | 0 | 0 | 0 | 0 | 0 | 0 | 0 | 0 | 0 | 0 | 0 | 0 | 0 | 0 | 0 | 0 | 0 | 0 | 0 | 0 | 0 | 0 | 0 | 0 | 0 | 0 | 0
642811.6094
2020
hard coal | 0
natural gas nonpeaker | 21748
nuclear | 0
hydro | 148255
onshore wind | 36068
solar PV | 750973
solar thermal | 0
biomass | 61805
geothermal | 0
petroleum | 984
natural gas peaker | 0
lignite | 0
offshore wind | 0
crude oil | 0
heavy or residual fuel oil | 0
municipal solid waste | 0
1019833
Note on D6: [Threaded comment] Your version of Excel allows you to read this threaded comment; however, any edits to it will get removed if the file is opened in a newer version of Excel. Learn more: https://go.microsoft.com/fwlink/?linkid=870924 Comment: @Eyab Al-Aini I would like to discuss my assumptions with you in the new year. Reply: I did look at this file. Two observations: 1- no reason to limit by 1 MW capacity. 2- we do have residential vs. commercial identifier in the CEEDAC database. We can use that to allocate capacities between residential and commercial. If you agree, I can have Jared make these corrections. Finally, is this the base source of data? I would like to think that there is some data out there about residential PV generation that we can add to this unless it is accounted for in another file.
Note on D8: Betsy Agar: No value included in last version
Note on D16: Betsy Agar: Order of magnitude larger than last version
Note on D19: Betsy Agar: No value included in last version

## BDEQ-BEOfDS-urban-residential
MW*hour | 2018 | 2019 | 2020 | 2021 | 2022 | 2023 | 2024 | 2025 | 2026 | 2027 | 2028 | 2029 | 2030 | 2031 | 2032 | 2033 | 2034 | 2035 | 2036 | 2037 | 2038 | 2039 | 2040 | 2041 | 2042 | 2043 | 2044 | 2045 | 2046 | 2047 | 2048 | 2049 | 2050
hard coal | 0 | 0 | 0 | 0 | 0 | 0 | 0 | 0 | 0 | 0 | 0 | 0 | 0 | 0 | 0 | 0 | 0 | 0 | 0 | 0 | 0 | 0 | 0 | 0 | 0 | 0 | 0 | 0 | 0 | 0 | 0 | 0 | 0
natural gas nonpeaker | 0 | 0 | 0 | 0 | 0 | 0 | 0 | 0 | 0 | 0 | 0 | 0 | 0 | 0 | 0 | 0 | 0 | 0 | 0 | 0 | 0 | 0 | 0 | 0 | 0 | 0 | 0 | 0 | 0 | 0 | 0 | 0 | 0
nuclear | 0 | 0 | 0 | 0 | 0 | 0 | 0 | 0 | 0 | 0 | 0 | 0 | 0 | 0 | 0 | 0 | 0 | 0 | 0 | 0 | 0 | 0 | 0 | 0 | 0 | 0 | 0 | 0 | 0 | 0 | 0 | 0 | 0
hydro | 0 | 0 | 0 | 0 | 0 | 0 | 0 | 0 | 0 | 0 | 0 | 0 | 0 | 0 | 0 | 0 | 0 | 0 | 0 | 0 | 0 | 0 | 0 | 0 | 0 | 0 | 0 | 0 | 0 | 0 | 0 | 0 | 0
onshore wind | 0 | 0 | 0 | 0 | 0 | 0 | 0 | 0 | 0 | 0 | 0 | 0 | 0 | 0 | 0 | 0 | 0 | 0 | 0 | 0 | 0 | 0 | 0 | 0 | 0 | 0 | 0 | 0 | 0 | 0 | 0 | 0 | 0
solar PV | 0 | 0 | 0 | 0 | 0 | 0 | 0 | 0 | 0 | 0 | 0 | 0 | 0 | 0 | 0 | 0 | 0 | 0 | 0 | 0 | 0 | 0 | 0 | 0 | 0 | 0 | 0 | 0 | 0 | 0 | 0 | 0 | 0
solar thermal | 0 | 0 | 0 | 0 | 0 | 0 | 0 | 0 | 0 | 0 | 0 | 0 | 0 | 0 | 0 | 0 | 0 | 0 | 0 | 0 | 0 | 0 | 0 | 0 | 0 | 0 | 0 | 0 | 0 | 0 | 0 | 0 | 0
biomass | 0 | 0 | 0 | 0 | 0 | 0 | 0 | 0 | 0 | 0 | 0 | 0 | 0 | 0 | 0 | 0 | 0 | 0 | 0 | 0 | 0 | 0 | 0 | 0 | 0 | 0 | 0 | 0 | 0 | 0 | 0 | 0 | 0
geothermal | 0 | 0 | 0 | 0 | 0 | 0 | 0 | 0 | 0 | 0 | 0 | 0 | 0 | 0 | 0 | 0 | 0 | 0 | 0 | 0 | 0 | 0 | 0 | 0 | 0 | 0 | 0 | 0 | 0 | 0 | 0 | 0 | 0
petroleum | 0 | 0 | 0 | 0 | 0 | 0 | 0 | 0 | 0 | 0 | 0 | 0 | 0 | 0 | 0 | 0 | 0 | 0 | 0 | 0 | 0 | 0 | 0 | 0 | 0 | 0 | 0 | 0 | 0 | 0 | 0 | 0 | 0
natural gas peaker | 0 | 0 | 0 | 0 | 0 | 0 | 0 | 0 | 0 | 0 | 0 | 0 | 0 | 0 | 0 | 0 | 0 | 0 | 0 | 0 | 0 | 0 | 0 | 0 | 0 | 0 | 0 | 0 | 0 | 0 | 0 | 0 | 0
lignite | 0 | 0 | 0 | 0 | 0 | 0 | 0 | 0 | 0 | 0 | 0 | 0 | 0 | 0 | 0 | 0 | 0 | 0 | 0 | 0 | 0 | 0 | 0 | 0 | 0 | 0 | 0 | 0 | 0 | 0 | 0 | 0 | 0
offshore wind | 0 | 0 | 0 | 0 | 0 | 0 | 0 | 0 | 0 | 0 | 0 | 0 | 0 | 0 | 0 | 0 | 0 | 0 | 0 | 0 | 0 | 0 | 0 | 0 | 0 | 0 | 0 | 0 | 0 | 0 | 0 | 0 | 0
crude oil | 0 | 0 | 0 | 0 | 0 | 0 | 0 | 0 | 0 | 0 | 0 | 0 | 0 | 0 | 0 | 0 | 0 | 0 | 0 | 0 | 0 | 0 | 0 | 0 | 0 | 0 | 0 | 0 | 0 | 0 | 0 | 0 | 0
heavy or residual fuel oil | 0 | 0 | 0 | 0 | 0 | 0 | 0 | 0 | 0 | 0 | 0 | 0 | 0 | 0 | 0 | 0 | 0 | 0 | 0 | 0 | 0 | 0 | 0 | 0 | 0 | 0 | 0 | 0 | 0 | 0 | 0 | 0 | 0
municipal solid waste | 0 | 0 | 0 | 0 | 0 | 0 | 0 | 0 | 0 | 0 | 0 | 0 | 0 | 0 | 0 | 0 | 0 | 0 | 0 | 0 | 0 | 0 | 0 | 0 | 0 | 0 | 0 | 0 | 0 | 0 | 0 | 0 | 0

## BDEQ-BEOfDS-rural-residential
MW*hour | 2018 | 2019 | 2020 | 2021 | 2022 | 2023 | 2024 | 2025 | 2026 | 2027 | 2028 | 2029 | 2030 | 2031 | 2032 | 2033 | 2034 | 2035 | 2036 | 2037 | 2038 | 2039 | 2040 | 2041 | 2042 | 2043 | 2044 | 2045 | 2046 | 2047 | 2048 | 2049 | 2050
hard coal | 0 | 0 | 0 | 0 | 0 | 0 | 0 | 0 | 0 | 0 | 0 | 0 | 0 | 0 | 0 | 0 | 0 | 0 | 0 | 0 | 0 | 0 | 0 | 0 | 0 | 0 | 0 | 0 | 0 | 0 | 0 | 0 | 0
natural gas nonpeaker | 0 | 0 | 0 | 0 | 0 | 0 | 0 | 0 | 0 | 0 | 0 | 0 | 0 | 0 | 0 | 0 | 0 | 0 | 0 | 0 | 0 | 0 | 0 | 0 | 0 | 0 | 0 | 0 | 0 | 0 | 0 | 0 | 0
nuclear | 0 | 0 | 0 | 0 | 0 | 0 | 0 | 0 | 0 | 0 | 0 | 0 | 0 | 0 | 0 | 0 | 0 | 0 | 0 | 0 | 0 | 0 | 0 | 0 | 0 | 0 | 0 | 0 | 0 | 0 | 0 | 0 | 0
hydro | 0 | 0 | 0 | 0 | 0 | 0 | 0 | 0 | 0 | 0 | 0 | 0 | 0 | 0 | 0 | 0 | 0 | 0 | 0 | 0 | 0 | 0 | 0 | 0 | 0 | 0 | 0 | 0 | 0 | 0 | 0 | 0 | 0
onshore wind | 0 | 0 | 0 | 0 | 0 | 0 | 0 | 0 | 0 | 0 | 0 | 0 | 0 | 0 | 0 | 0 | 0 | 0 | 0 | 0 | 0 | 0 | 0 | 0 | 0 | 0 | 0 | 0 | 0 | 0 | 0 | 0 | 0
solar PV | 0 | 0 | 0 | 0 | 0 | 0 | 0 | 0 | 0 | 0 | 0 | 0 | 0 | 0 | 0 | 0 | 0 | 0 | 0 | 0 | 0 | 0 | 0 | 0 | 0 | 0 | 0 | 0 | 0 | 0 | 0 | 0 | 0
solar thermal | 0 | 0 | 0 | 0 | 0 | 0 | 0 | 0 | 0 | 0 | 0 | 0 | 0 | 0 | 0 | 0 | 0 | 0 | 0 | 0 | 0 | 0 | 0 | 0 | 0 | 0 | 0 | 0 | 0 | 0 | 0 | 0 | 0
biomass | 0 | 0 | 0 | 0 | 0 | 0 | 0 | 0 | 0 | 0 | 0 | 0 | 0 | 0 | 0 | 0 | 0 | 0 | 0 | 0 | 0 | 0 | 0 | 0 | 0 | 0 | 0 | 0 | 0 | 0 | 0 | 0 | 0
geothermal | 0 | 0 | 0 | 0 | 0 | 0 | 0 | 0 | 0 | 0 | 0 | 0 | 0 | 0 | 0 | 0 | 0 | 0 | 0 | 0 | 0 | 0 | 0 | 0 | 0 | 0 | 0 | 0 | 0 | 0 | 0 | 0 | 0
petroleum | 0 | 0 | 0 | 0 | 0 | 0 | 0 | 0 | 0 | 0 | 0 | 0 | 0 | 0 | 0 | 0 | 0 | 0 | 0 | 0 | 0 | 0 | 0 | 0 | 0 | 0 | 0 | 0 | 0 | 0 | 0 | 0 | 0
natural gas peaker | 0 | 0 | 0 | 0 | 0 | 0 | 0 | 0 | 0 | 0 | 0 | 0 | 0 | 0 | 0 | 0 | 0 | 0 | 0 | 0 | 0 | 0 | 0 | 0 | 0 | 0 | 0 | 0 | 0 | 0 | 0 | 0 | 0
lignite | 0 | 0 | 0 | 0 | 0 | 0 | 0 | 0 | 0 | 0 | 0 | 0 | 0 | 0 | 0 | 0 | 0 | 0 | 0 | 0 | 0 | 0 | 0 | 0 | 0 | 0 | 0 | 0 | 0 | 0 | 0 | 0 | 0
offshore wind | 0 | 0 | 0 | 0 | 0 | 0 | 0 | 0 | 0 | 0 | 0 | 0 | 0 | 0 | 0 | 0 | 0 | 0 | 0 | 0 | 0 | 0 | 0 | 0 | 0 | 0 | 0 | 0 | 0 | 0 | 0 | 0 | 0
crude oil | 0 | 0 | 0 | 0 | 0 | 0 | 0 | 0 | 0 | 0 | 0 | 0 | 0 | 0 | 0 | 0 | 0 | 0 | 0 | 0 | 0 | 0 | 0 | 0 | 0 | 0 | 0 | 0 | 0 | 0 | 0 | 0 | 0
heavy or residual fuel oil | 0 | 0 | 0 | 0 | 0 | 0 | 0 | 0 | 0 | 0 | 0 | 0 | 0 | 0 | 0 | 0 | 0 | 0 | 0 | 0 | 0 | 0 | 0 | 0 | 0 | 0 | 0 | 0 | 0 | 0 | 0 | 0 | 0
municipal solid waste | 0 | 0 | 0 | 0 | 0 | 0 | 0 | 0 | 0 | 0 | 0 | 0 | 0 | 0 | 0 | 0 | 0 | 0 | 0 | 0 | 0 | 0 | 0 | 0 | 0 | 0 | 0 | 0 | 0 | 0 | 0 | 0 | 0

## BDEQ-BEOfDS-commercial
MW*hour | 2018 | 2019 | 2020 | 2021 | 2022 | 2023 | 2024 | 2025 | 2026 | 2027 | 2028 | 2029 | 2030 | 2031 | 2032 | 2033 | 2034 | 2035 | 2036 | 2037 | 2038 | 2039 | 2040 | 2041 | 2042 | 2043 | 2044 | 2045 | 2046 | 2047 | 2048 | 2049 | 2050
hard coal | 0 | 0 | 0 | 0 | 0 | 0 | 0 | 0 | 0 | 0 | 0 | 0 | 0 | 0 | 0 | 0 | 0 | 0 | 0 | 0 | 0 | 0 | 0 | 0 | 0 | 0 | 0 | 0 | 0 | 0 | 0 | 0 | 0
natural gas nonpeaker | 6381.8732 | 6972.46 | 7699.6826 | 8128.4405 | 8374.735 | 9602.8135 | 9915.43 | 9954.7375 | 9970.3901 | 9997.2428 | 10219.9166 | 10307.1223 | 10337.0389 | 10411.4783 | 10514.2557 | 10268.3006 | 10750.6423 | 10893.5834 | 10918.518 | 10642.9765 | 10667.9111 | 10471.7691 | 10474.5901 | 10384.3143 | 10384.333 | 10381.5493 | 10384.3735 | 10384.3922 | 10384.414 | 10384.4326 | 10384.4544 | 10381.6708 | 10381.6988
nuclear | 0 | 0 | 0 | 0 | 0 | 0 | 0 | 0 | 0 | 0 | 0 | 0 | 0 | 0 | 0 | 0 | 0 | 0 | 0 | 0 | 0 | 0 | 0 | 0 | 0 | 0 | 0 | 0 | 0 | 0 | 0 | 0 | 0
hydro | 142481.2931 | 143398.6976 | 143722 | 145353.77 | 147128.5849 | 147128.5849 | 147421.6148 | 149564.0724 | 149713.3334 | 149878.1352 | 150067.3428 | 150209.7871 | 150317.7948 | 150417.6612 | 150488.3006 | 150595.284 | 150759.9444 | 150889.1262 | 151311.9207 | 151412.105 | 151504.7309 | 151581.2687 | 151706.0179 | 151732.5076 | 151796.9131 | 152010.456 | 152234.0474 | 152289.4287 | 152402.1338 | 152710.1039 | 152989.9419 | 153235.6081 | 153405.2839
onshore wind | 47220.4213 | 49442.7987 | 51835.8984 | 52563.7128 | 57769.501 | 58301.8014 | 60078.7411 | 62294.1698 | 62909.0197 | 64470.4114 | 66238.081 | 67436.0635 | 70200.1494 | 72478.4382 | 75523.039 | 77153.2284 | 79437.5696 | 80575.1435 | 82140.1742 | 83320.3061 | 85651.1125 | 86831.9722 | 88787.4563 | 89935.3728 | 92273.9553 | 93464.3149 | 96055.3724 | 97305.8342 | 99899.1518 | 101151.4522 | 103744.8081 | 104997.7597 | 106255.4613
solar PV | 345064.6907 | 373425.5993 | 391225.7129 | 422411.9531 | 487360.1334 | 494615.1869 | 496928.6389 | 503514.6058 | 527142.4354 | 544963.9541 | 547209.3634 | 585598.2075 | 618331.0017 | 654996.0973 | 691696.6318 | 734099.9955 | 773567.6 | 864085.6622 | 922243.7474 | 986263.4283 | 1030608.8443 | 1080769.0765 | 1151098.3008 | 1196223.3728 | 1241395.2242 | 1286650.7114 | 1331998.3397 | 1405888.4656 | 1448837.5886 | 1491843.4138 | 1534927.2046 | 1578132.9053 | 1624617.4138
solar thermal | 0 | 0 | 0 | 0 | 0 | 0 | 0 | 0 | 0 | 0 | 0 | 0 | 0 | 0 | 0 | 0 | 0 | 0 | 0 | 0 | 0 | 0 | 0 | 0 | 0 | 0 | 0 | 0 | 0 | 0 | 0 | 0 | 0
biomass | 46612.0997 | 47202.9748 | 47889.8776 | 48294.3706 | 48714.6232 | 49975.3808 | 50003.7478 | 50406.9801 | 50612.6937 | 50630.5545 | 51886.8994 | 52092.613 | 52487.8605 | 52504.6706 | 52504.6706 | 53957.9039 | 54172.6529 | 54199.7592 | 54414.2982 | 54815.2191 | 55024.0846 | 55231.4792 | 55273.7146 | 55488.0434 | 55731.5797 | 56135.4424 | 56161.4981 | 56376.2471 | 56629.2391 | 56887.0641 | 57147.6206 | 57597.0807 | 57859.3183
geothermal | 0 | 0 | 0 | 0 | 0 | 0 | 0 | 0 | 0 | 0 | 0 | 0 | 0 | 0 | 0 | 0 | 0 | 0 | 0 | 0 | 0 | 0 | 0 | 0 | 0 | 0 | 0 | 0 | 0 | 0 | 0 | 0 | 0
petroleum | 473.7111 | 456.0262 | 438.438 | 438.438 | 379.1656 | 379.1656 | 379.6494 | 379.2866 | 375.452 | 375.452 | 375.9359 | 375.9359 | 376.5407 | 377.1455 | 377.6293 | 377.6293 | 377.6293 | 369.5199 | 370.0038 | 370.0038 | 370.0038 | 370.0038 | 370.0038 | 242.9915 | 242.9915 | 242.9915 | 242.9915 | 242.9915 | 242.9915 | 242.9915 | 242.9915 | 242.9915 | 242.9915
natural gas peaker | 0 | 0 | 0 | 0 | 0 | 0 | 0 | 0 | 0 | 0 | 0 | 0 | 0 | 0 | 0 | 0 | 0 | 0 | 0 | 0 | 0 | 0 | 0 | 0 | 0 | 0 | 0 | 0 | 0 | 0 | 0 | 0 | 0
lignite | 0 | 0 | 0 | 0 | 0 | 0 | 0 | 0 | 0 | 0 | 0 | 0 | 0 | 0 | 0 | 0 | 0 | 0 | 0 | 0 | 0 | 0 | 0 | 0 | 0 | 0 | 0 | 0 | 0 | 0 | 0 | 0 | 0
offshore wind | 0 | 0 | 0 | 0 | 0 | 0 | 0 | 0 | 0 | 0 | 0 | 0 | 0 | 0 | 0 | 0 | 0 | 0 | 0 | 0 | 0 | 0 | 0 | 0 | 0 | 0 | 0 | 0 | 0 | 0 | 0 | 0 | 0
crude oil | 0 | 0 | 0 | 0 | 0 | 0 | 0 | 0 | 0 | 0 | 0 | 0 | 0 | 0 | 0 | 0 | 0 | 0 | 0 | 0 | 0 | 0 | 0 | 0 | 0 | 0 | 0 | 0 | 0 | 0 | 0 | 0 | 0
heavy or residual fuel oil | 0 | 0 | 0 | 0 | 0 | 0 | 0 | 0 | 0 | 0 | 0 | 0 | 0 | 0 | 0 | 0 | 0 | 0 | 0 | 0 | 0 | 0 | 0 | 0 | 0 | 0 | 0 | 0 | 0 | 0 | 0 | 0 | 0
municipal solid waste | 0 | 0 | 0 | 0 | 0 | 0 | 0 | 0 | 0 | 0 | 0 | 0 | 0 | 0 | 0 | 0 | 0 | 0 | 0 | 0 | 0 | 0 | 0 | 0 | 0 | 0 | 0 | 0 | 0 | 0 | 0 | 0 | 0

## BDEQ-BDESC-urban-residential
MW | 2018 | 2019 | 2020 | 2021 | 2022 | 2023 | 2024 | 2025 | 2026 | 2027 | 2028 | 2029 | 2030 | 2031 | 2032 | 2033 | 2034 | 2035 | 2036 | 2037 | 2038 | 2039 | 2040 | 2041 | 2042 | 2043 | 2044 | 2045 | 2046 | 2047 | 2048 | 2049 | 2050
hard coal | 0 | 0 | 0 | 0 | 0 | 0 | 0 | 0 | 0 | 0 | 0 | 0 | 0 | 0 | 0 | 0 | 0 | 0 | 0 | 0 | 0 | 0 | 0 | 0 | 0 | 0 | 0 | 0 | 0 | 0 | 0 | 0 | 0
natural gas nonpeaker | 0 | 0 | 0 | 0 | 0 | 0 | 0 | 0 | 0 | 0 | 0 | 0 | 0 | 0 | 0 | 0 | 0 | 0 | 0 | 0 | 0 | 0 | 0 | 0 | 0 | 0 | 0 | 0 | 0 | 0 | 0 | 0 | 0
nuclear | 0 | 0 | 0 | 0 | 0 | 0 | 0 | 0 | 0 | 0 | 0 | 0 | 0 | 0 | 0 | 0 | 0 | 0 | 0 | 0 | 0 | 0 | 0 | 0 | 0 | 0 | 0 | 0 | 0 | 0 | 0 | 0 | 0
hydro | 0 | 0 | 0 | 0 | 0 | 0 | 0 | 0 | 0 | 0 | 0 | 0 | 0 | 0 | 0 | 0 | 0 | 0 | 0 | 0 | 0 | 0 | 0 | 0 | 0 | 0 | 0 | 0 | 0 | 0 | 0 | 0 | 0
onshore wind | 0 | 0 | 0 | 0 | 0 | 0 | 0 | 0 | 0 | 0 | 0 | 0 | 0 | 0 | 0 | 0 | 0 | 0 | 0 | 0 | 0 | 0 | 0 | 0 | 0 | 0 | 0 | 0 | 0 | 0 | 0 | 0 | 0
solar PV | 0 | 0 | 0 | 0 | 0 | 0 | 0 | 0 | 0 | 0 | 0 | 0 | 0 | 0 | 0 | 0 | 0 | 0 | 0 | 0 | 0 | 0 | 0 | 0 | 0 | 0 | 0 | 0 | 0 | 0 | 0 | 0 | 0
solar thermal | 0 | 0 | 0 | 0 | 0 | 0 | 0 | 0 | 0 | 0 | 0 | 0 | 0 | 0 | 0 | 0 | 0 | 0 | 0 | 0 | 0 | 0 | 0 | 0 | 0 | 0 | 0 | 0 | 0 | 0 | 0 | 0 | 0
biomass | 0 | 0 | 0 | 0 | 0 | 0 | 0 | 0 | 0 | 0 | 0 | 0 | 0 | 0 | 0 | 0 | 0 | 0 | 0 | 0 | 0 | 0 | 0 | 0 | 0 | 0 | 0 | 0 | 0 | 0 | 0 | 0 | 0
geothermal | 0 | 0 | 0 | 0 | 0 | 0 | 0 | 0 | 0 | 0 | 0 | 0 | 0 | 0 | 0 | 0 | 0 | 0 | 0 | 0 | 0 | 0 | 0 | 0 | 0 | 0 | 0 | 0 | 0 | 0 | 0 | 0 | 0
petroleum | 0 | 0 | 0 | 0 | 0 | 0 | 0 | 0 | 0 | 0 | 0 | 0 | 0 | 0 | 0 | 0 | 0 | 0 | 0 | 0 | 0 | 0 | 0 | 0 | 0 | 0 | 0 | 0 | 0 | 0 | 0 | 0 | 0
natural gas peaker | 0 | 0 | 0 | 0 | 0 | 0 | 0 | 0 | 0 | 0 | 0 | 0 | 0 | 0 | 0 | 0 | 0 | 0 | 0 | 0 | 0 | 0 | 0 | 0 | 0 | 0 | 0 | 0 | 0 | 0 | 0 | 0 | 0
lignite | 0 | 0 | 0 | 0 | 0 | 0 | 0 | 0 | 0 | 0 | 0 | 0 | 0 | 0 | 0 | 0 | 0 | 0 | 0 | 0 | 0 | 0 | 0 | 0 | 0 | 0 | 0 | 0 | 0 | 0 | 0 | 0 | 0
offshore wind | 0 | 0 | 0 | 0 | 0 | 0 | 0 | 0 | 0 | 0 | 0 | 0 | 0 | 0 | 0 | 0 | 0 | 0 | 0 | 0 | 0 | 0 | 0 | 0 | 0 | 0 | 0 | 0 | 0 | 0 | 0 | 0 | 0
crude oil | 0 | 0 | 0 | 0 | 0 | 0 | 0 | 0 | 0 | 0 | 0 | 0 | 0 | 0 | 0 | 0 | 0 | 0 | 0 | 0 | 0 | 0 | 0 | 0 | 0 | 0 | 0 | 0 | 0 | 0 | 0 | 0 | 0
heavy or residual fuel oil | 0 | 0 | 0 | 0 | 0 | 0 | 0 | 0 | 0 | 0 | 0 | 0 | 0 | 0 | 0 | 0 | 0 | 0 | 0 | 0 | 0 | 0 | 0 | 0 | 0 | 0 | 0 | 0 | 0 | 0 | 0 | 0 | 0
municipal solid waste | 0 | 0 | 0 | 0 | 0 | 0 | 0 | 0 | 0 | 0 | 0 | 0 | 0 | 0 | 0 | 0 | 0 | 0 | 0 | 0 | 0 | 0 | 0 | 0 | 0 | 0 | 0 | 0 | 0 | 0 | 0 | 0 | 0

## BDEQ-BDESC-rural-residential
MW | 2018 | 2019 | 2020 | 2021 | 2022 | 2023 | 2024 | 2025 | 2026 | 2027 | 2028 | 2029 | 2030 | 2031 | 2032 | 2033 | 2034 | 2035 | 2036 | 2037 | 2038 | 2039 | 2040 | 2041 | 2042 | 2043 | 2044 | 2045 | 2046 | 2047 | 2048 | 2049 | 2050
hard coal | 0 | 0 | 0 | 0 | 0 | 0 | 0 | 0 | 0 | 0 | 0 | 0 | 0 | 0 | 0 | 0 | 0 | 0 | 0 | 0 | 0 | 0 | 0 | 0 | 0 | 0 | 0 | 0 | 0 | 0 | 0 | 0 | 0
natural gas nonpeaker | 0 | 0 | 0 | 0 | 0 | 0 | 0 | 0 | 0 | 0 | 0 | 0 | 0 | 0 | 0 | 0 | 0 | 0 | 0 | 0 | 0 | 0 | 0 | 0 | 0 | 0 | 0 | 0 | 0 | 0 | 0 | 0 | 0
nuclear | 0 | 0 | 0 | 0 | 0 | 0 | 0 | 0 | 0 | 0 | 0 | 0 | 0 | 0 | 0 | 0 | 0 | 0 | 0 | 0 | 0 | 0 | 0 | 0 | 0 | 0 | 0 | 0 | 0 | 0 | 0 | 0 | 0
hydro | 0 | 0 | 0 | 0 | 0 | 0 | 0 | 0 | 0 | 0 | 0 | 0 | 0 | 0 | 0 | 0 | 0 | 0 | 0 | 0 | 0 | 0 | 0 | 0 | 0 | 0 | 0 | 0 | 0 | 0 | 0 | 0 | 0
onshore wind | 0 | 0 | 0 | 0 | 0 | 0 | 0 | 0 | 0 | 0 | 0 | 0 | 0 | 0 | 0 | 0 | 0 | 0 | 0 | 0 | 0 | 0 | 0 | 0 | 0 | 0 | 0 | 0 | 0 | 0 | 0 | 0 | 0
solar PV | 0 | 0 | 0 | 0 | 0 | 0 | 0 | 0 | 0 | 0 | 0 | 0 | 0 | 0 | 0 | 0 | 0 | 0 | 0 | 0 | 0 | 0 | 0 | 0 | 0 | 0 | 0 | 0 | 0 | 0 | 0 | 0 | 0
solar thermal | 0 | 0 | 0 | 0 | 0 | 0 | 0 | 0 | 0 | 0 | 0 | 0 | 0 | 0 | 0 | 0 | 0 | 0 | 0 | 0 | 0 | 0 | 0 | 0 | 0 | 0 | 0 | 0 | 0 | 0 | 0 | 0 | 0
biomass | 0 | 0 | 0 | 0 | 0 | 0 | 0 | 0 | 0 | 0 | 0 | 0 | 0 | 0 | 0 | 0 | 0 | 0 | 0 | 0 | 0 | 0 | 0 | 0 | 0 | 0 | 0 | 0 | 0 | 0 | 0 | 0 | 0
geothermal | 0 | 0 | 0 | 0 | 0 | 0 | 0 | 0 | 0 | 0 | 0 | 0 | 0 | 0 | 0 | 0 | 0 | 0 | 0 | 0 | 0 | 0 | 0 | 0 | 0 | 0 | 0 | 0 | 0 | 0 | 0 | 0 | 0
petroleum | 0 | 0 | 0 | 0 | 0 | 0 | 0 | 0 | 0 | 0 | 0 | 0 | 0 | 0 | 0 | 0 | 0 | 0 | 0 | 0 | 0 | 0 | 0 | 0 | 0 | 0 | 0 | 0 | 0 | 0 | 0 | 0 | 0
natural gas peaker | 0 | 0 | 0 | 0 | 0 | 0 | 0 | 0 | 0 | 0 | 0 | 0 | 0 | 0 | 0 | 0 | 0 | 0 | 0 | 0 | 0 | 0 | 0 | 0 | 0 | 0 | 0 | 0 | 0 | 0 | 0 | 0 | 0
lignite | 0 | 0 | 0 | 0 | 0 | 0 | 0 | 0 | 0 | 0 | 0 | 0 | 0 | 0 | 0 | 0 | 0 | 0 | 0 | 0 | 0 | 0 | 0 | 0 | 0 | 0 | 0 | 0 | 0 | 0 | 0 | 0 | 0
offshore wind | 0 | 0 | 0 | 0 | 0 | 0 | 0 | 0 | 0 | 0 | 0 | 0 | 0 | 0 | 0 | 0 | 0 | 0 | 0 | 0 | 0 | 0 | 0 | 0 | 0 | 0 | 0 | 0 | 0 | 0 | 0 | 0 | 0
crude oil | 0 | 0 | 0 | 0 | 0 | 0 | 0 | 0 | 0 | 0 | 0 | 0 | 0 | 0 | 0 | 0 | 0 | 0 | 0 | 0 | 0 | 0 | 0 | 0 | 0 | 0 | 0 | 0 | 0 | 0 | 0 | 0 | 0
heavy or residual fuel oil | 0 | 0 | 0 | 0 | 0 | 0 | 0 | 0 | 0 | 0 | 0 | 0 | 0 | 0 | 0 | 0 | 0 | 0 | 0 | 0 | 0 | 0 | 0 | 0 | 0 | 0 | 0 | 0 | 0 | 0 | 0 | 0 | 0
municipal solid waste | 0 | 0 | 0 | 0 | 0 | 0 | 0 | 0 | 0 | 0 | 0 | 0 | 0 | 0 | 0 | 0 | 0 | 0 | 0 | 0 | 0 | 0 | 0 | 0 | 0 | 0 | 0 | 0 | 0 | 0 | 0 | 0 | 0

## BDEQ-BDESC-commercial
MW | 2018 | 2019 | 2020 | 2021 | 2022 | 2023 | 2024 | 2025 | 2026 | 2027 | 2028 | 2029 | 2030 | 2031 | 2032 | 2033 | 2034 | 2035 | 2036 | 2037 | 2038 | 2039 | 2040 | 2041 | 2042 | 2043 | 2044 | 2045 | 2046 | 2047 | 2048 | 2049 | 2050
hard coal | 0 | 0 | 0 | 0 | 0 | 0 | 0 | 0 | 0 | 0 | 0 | 0 | 0 | 0 | 0 | 0 | 0 | 0 | 0 | 0 | 0 | 0 | 0 | 0 | 0 | 0 | 0 | 0 | 0 | 0 | 0 | 0 | 0
natural gas nonpeaker | 5.3726 | 5.8698 | 6.482 | 6.843 | 7.0503 | 8.0842 | 8.3473 | 8.3804 | 8.3936 | 8.4162 | 8.6037 | 8.6771 | 8.7023 | 8.7649 | 8.8515 | 8.6444 | 9.0505 | 9.1708 | 9.1918 | 8.9598 | 8.9808 | 8.8157 | 8.8181 | 8.7421 | 8.7421 | 8.7397 | 8.7421 | 8.7421 | 8.7421 | 8.7422 | 8.7422 | 8.7398 | 8.7399
nuclear | 0 | 0 | 0 | 0 | 0 | 0 | 0 | 0 | 0 | 0 | 0 | 0 | 0 | 0 | 0 | 0 | 0 | 0 | 0 | 0 | 0 | 0 | 0 | 0 | 0 | 0 | 0 | 0 | 0 | 0 | 0 | 0 | 0
hydro | 30.1762 | 30.3705 | 30.439 | 30.7846 | 31.1605 | 31.1605 | 31.2225 | 31.6763 | 31.7079 | 31.7428 | 31.7829 | 31.8131 | 31.8359 | 31.8571 | 31.872 | 31.8947 | 31.9296 | 31.9569 | 32.0465 | 32.0677 | 32.0873 | 32.1035 | 32.1299 | 32.1356 | 32.1492 | 32.1944 | 32.2418 | 32.2535 | 32.2774 | 32.3426 | 32.4019 | 32.4539 | 32.4898
onshore wind | 18.8478 | 19.7348 | 20.69 | 20.9805 | 23.0584 | 23.2708 | 23.9801 | 24.8644 | 25.1098 | 25.733 | 26.4385 | 26.9167 | 28.02 | 28.9294 | 30.1446 | 30.7953 | 31.707 | 32.1611 | 32.7858 | 33.2568 | 34.1871 | 34.6585 | 35.439 | 35.8972 | 36.8306 | 37.3057 | 38.3399 | 38.8391 | 39.8742 | 40.374 | 41.4091 | 41.9093 | 42.4113
solar PV | 452.7695 | 489.9827 | 513.3387 | 554.2591 | 639.4795 | 648.9991 | 652.0346 | 660.6763 | 691.679 | 715.0632 | 718.0095 | 768.3806 | 811.3302 | 859.4396 | 907.5954 | 963.2341 | 1015.0207 | 1133.7921 | 1210.1031 | 1294.1052 | 1352.2921 | 1418.1088 | 1510.3898 | 1569.5998 | 1628.8711 | 1688.2521 | 1747.7541 | 1844.7075 | 1901.0623 | 1957.4915 | 2014.023 | 2070.7145 | 2131.7081
solar thermal | 0 | 0 | 0 | 0 | 0 | 0 | 0 | 0 | 0 | 0 | 0 | 0 | 0 | 0 | 0 | 0 | 0 | 0 | 0 | 0 | 0 | 0 | 0 | 0 | 0 | 0 | 0 | 0 | 0 | 0 | 0 | 0 | 0
biomass | 12.9868 | 13.0471 | 13.237 | 13.3488 | 13.465 | 13.8134 | 13.8213 | 13.9327 | 13.9896 | 13.9945 | 14.3418 | 14.3987 | 14.5079 | 14.5126 | 14.5126 | 14.9142 | 14.9736 | 14.9811 | 15.0404 | 15.1512 | 15.2089 | 15.2663 | 15.2779 | 15.3372 | 15.4045 | 15.5161 | 15.5233 | 15.5827 | 15.6526 | 15.7239 | 15.7959 | 15.9201 | 15.9926
geothermal | 0 | 0 | 0 | 0 | 0 | 0 | 0 | 0 | 0 | 0 | 0 | 0 | 0 | 0 | 0 | 0 | 0 | 0 | 0 | 0 | 0 | 0 | 0 | 0 | 0 | 0 | 0 | 0 | 0 | 0 | 0 | 0 | 0
petroleum | 0.37816 | 0.36404 | 0.35 | 0.35 | 0.30268 | 0.30268 | 0.30307 | 0.30278 | 0.29972 | 0.29972 | 0.30011 | 0.30011 | 0.30059 | 0.30107 | 0.30146 | 0.30146 | 0.30146 | 0.29498 | 0.29537 | 0.29537 | 0.29537 | 0.29537 | 0.29537 | 0.19398 | 0.19398 | 0.19398 | 0.19398 | 0.19398 | 0.19398 | 0.19398 | 0.19398 | 0.19398 | 0.19398
natural gas peaker | 0 | 0 | 0 | 0 | 0 | 0 | 0 | 0 | 0 | 0 | 0 | 0 | 0 | 0 | 0 | 0 | 0 | 0 | 0 | 0 | 0 | 0 | 0 | 0 | 0 | 0 | 0 | 0 | 0 | 0 | 0 | 0 | 0
lignite | 0 | 0 | 0 | 0 | 0 | 0 | 0 | 0 | 0 | 0 | 0 | 0 | 0 | 0 | 0 | 0 | 0 | 0 | 0 | 0 | 0 | 0 | 0 | 0 | 0 | 0 | 0 | 0 | 0 | 0 | 0 | 0 | 0
offshore wind | 0 | 0 | 0 | 0 | 0 | 0 | 0 | 0 | 0 | 0 | 0 | 0 | 0 | 0 | 0 | 0 | 0 | 0 | 0 | 0 | 0 | 0 | 0 | 0 | 0 | 0 | 0 | 0 | 0 | 0 | 0 | 0 | 0
crude oil | 0 | 0 | 0 | 0 | 0 | 0 | 0 | 0 | 0 | 0 | 0 | 0 | 0 | 0 | 0 | 0 | 0 | 0 | 0 | 0 | 0 | 0 | 0 | 0 | 0 | 0 | 0 | 0 | 0 | 0 | 0 | 0 | 0
heavy or residual fuel oil | 0 | 0 | 0 | 0 | 0 | 0 | 0 | 0 | 0 | 0 | 0 | 0 | 0 | 0 | 0 | 0 | 0 | 0 | 0 | 0 | 0 | 0 | 0 | 0 | 0 | 0 | 0 | 0 | 0 | 0 | 0 | 0 | 0
municipal solid waste | 0 | 0 | 0 | 0 | 0 | 0 | 0 | 0 | 0 | 0 | 0 | 0 | 0 | 0 | 0 | 0 | 0 | 0 | 0 | 0 | 0 | 0 | 0 | 0 | 0 | 0 | 0 | 0 | 0 | 0 | 0 | 0 | 0